537051 | 537051 | 2026-02-23 16:23 | GICG/ Scale42 – Husavik Data Center – Northeast | GICG/ Scale42 – Husavik Data Center – Northeast | https://construction.globaldata.com/Projects/Overview/537051 | Planning | Parent | 200 | 2024 Q2 | 2026 Q3 | 2029 Q4 | Europe | Iceland | Northeast |  | Bakki, Húsavík | 640 | Commercial & Leisure | Data Center | Data Center |  | Low | New | Onshore | GIGA-42 Holdings Limited, a joint venture between Scale42 and Global Interconnection Group (GIG) is planning to construct a hyperscale data center in Bakki, Husavik, Norourbing, Iceland. The project involves the construction of a data center on 20ha of land with a consumption capacity of 50MW. It includes the construction of data halls, server rooms, meet-me-rooms, an administrative space, and the installation of generators, cooling systems, safety and security systems. It will be developed in phases. The first phase includes the construction of a data center on 5ha of land. The facility will use renewable geothermal power for its operations. The project is in close proximity to Landsnet’s 220kV transmission line and the Bakki electricity substation, and fiber connectivity. The data center to cater to demand of Artificial Intelligence (AI) workloads. In August 2025, GIGA-42 Holdings Limited signed a Memorandum of Understanding (MoU) with Norourbing Municipality to develop the project. A final investment decision is expected to be achieved in 2026, and the first phase is expected to be completed in 2027. | 66.0401 | -17.3423 | The project involves the construction of a data center with a consumption capacity of 50MW on 20ha of land in Bakki, Húsavík, Iceland. The US$200 million project includes the following: 1. Construction of data halls 2. Construction of server rooms 3. Construction of meet-me-rooms 4. Construction of an administrative space 5. Installation of generators 6. Installation of cooling systems 7. Installation of safety and security systems | Green data center; Heating, ventilation and air conditioning (HVAC); Hyperscale Data Center |  |  | February 2026 - Planning activities are underway. December 2025 - GIGA-42 Holdings Limited has submitted an application to the Norourbing Planning and Development Council for allocation of land. September 2025 - Planning activities are underway. Q2 2024 - Scale42 and GIG announced plans for the construction of a data center in Bakki. | No Major Development | 0 | Not Funded / Unconfirmed | Private | Global InterConnection Group Ltd;Scale42 Technologies Pvt Ltd
509984 | 509984 | 2026-02-23 16:23 | Digital Realty – ALT15 And ALT16 Data Center Campus – Georgia | Digital Realty – ALT15 And ALT16 Data Center Campus – Georgia | https://construction.globaldata.com/Projects/Overview/509984 | Planning | Parent | 2000 | 2025 Q1 | 2027 Q3 | 2028 Q4 | North America | United States | Georgia | Forest Park | Clayton County | GA 30297 | Commercial & Leisure | Data Center | Data Center |  | Medium | Redevelopment | Onshore | Digital Realty Trust Inc (Digital Realty) is planning to undertake the construction of a hyperscale data center campus in Forest Park, Georgia, the US. The site initially was once part of Fort Gillem, a U.S. Army base established in 1941 and decommissioned in 2011. The base was later repurposed into the Gillem Logistics Center, a business park. The project involves the construction of a 176,515m2 data center campus with a power consumption capacity of 200MW on 39.2ha of land. It includes the construction of two data center buildings ATL15 and ATL16, server rooms with racks, control rooms, storage space, meet-me rooms, and the installation of generators, air conditioning, safety, and security systems. | 33.6221 | -84.3691 | The project involves the construction of a 176,515m2 data center campus with a power consumption capacity of 200MW on 39.2ha of land in Forest Park, Georgia, the US. The US$2,000 million project includes the following: 1. Construction of two data center buildings 2. Construction of server rooms with racks 3. Construction of control rooms 4. Construction of storage space 5. Construction of meet-me rooms 6. Installation of generators 7. Installation of equipment 8. Installation of advanced cooling systems 9. Installation of safety and security systems | Heating, ventilation and air conditioning (HVAC); Hyperscale Data Center |  |  | February 2026 - Planning activities are underway. August 2025 - Digital Realty submitted a DRI application with the Georgia Department of Community Affairs. Q1 2025 - Digital Realty announced plans to expand data center campus in Forest Park. | No Major Development | 0 | Not Funded / Unconfirmed | Private | Digital Realty Trust Inc
512546 | 512546 | 2026-02-23 16:13 | MSFT – SAT94 Data Center – Texas | MSFT – SAT94 Data Center – Texas | https://construction.globaldata.com/Projects/Overview/512546 | Execution | Parent | 350 | 2024 Q4 | 2025 Q2 | 2027 Q2 | North America | United States | Texas | San Antonio | Along County Road 381 in Medina |  | Commercial & Leisure | Data Center | Data Center |  |  | New | Onshore | Microsoft is undertaking the construction of a hyperscale data center in San Antonio, Texas, the US. The project involves the construction of a 22,761m2, single-story data center. It includes the construction of server rooms, meeting rooms, an administrative space, parking facilities, installation of cooling systems, and safety and security systems. Gensler Architecture, Design & Planning, P.C has been appointed as the design consultant. Construction works commenced in May 2025 and are scheduled to be completed in June 2027. | 29.4426 | -98.8151 | The project involves the construction of a 22,761m2, single-story data center along County Road 381 in Medina, San Antonio, Texas, the US. The US$350 million project includes the following: 1. Construction of server rooms 2. Construction of meeting rooms 3. Construction of an administrative space 4. Construction of parking facilities 5. Installation of cooling systems 6. Installation of safety and security systems | Heating, ventilation and air conditioning (HVAC); Hyperscale Data Center |  |  | February 2026 - Construction activities are underway. January 2026 - Construction activities are underway. November 2025 - Construction activities are underway. May 2025 - Construction works commenced. February 2025 - The company submitted its plans to the Texas Department of Licensing and Regulation. Q4 2024 - Microsoft announced plans to build a data center in Texas. | Project work on Schedule | 1 | Not Funded / Unconfirmed | Private | Microsoft Corp |  | M. Arthur Gensler Jr. & Associates Inc
449628 | 449628 | 2026-02-23 16:07 | Equinix – SY5 Data center Phase III – New South Wales | Equinix – SY5 Data center Phase III – New South Wales | https://construction.globaldata.com/Projects/Overview/449628 | Construction Complete | Parent | 121 | 2022 Q1 | 2022 Q4 | 2024 Q2 | Asia-Pacific | Australia | New South Wales | Sydney | 200 Bourke Road, Alexandria | 2015 | Commercial & Leisure | Data Center | Data Center |  |  | Expansion | Onshore | Equinix Inc. (Equinix) has undertaken the construction of its third Tier III colocation data center building in Alexandria, New South Wales, Australia. The project involved the construction of a four-story, 5,000m2 data center. It included the construction of server rooms, 2,675 racks, distribution rooms, and parking facilities, and the installation of generators, related equipment, safety and security systems. There are 5 x 65 ton (power failure backup) generators installed on the roof, and it utilises a liquid cooling system. Erilyan Pty Ltd has been appointed as the design-build contractor, Warren and Mahoney Architects as architect, Aurecon Group Pty Ltd as consulting engineer and Climatech as HVAC Sub-Contractor. In October 2022, construction works commenced and were completed in June 2024. | -33.9189 | 151.1896 | The project involved expanding a four-story, 5,000m2 Tier III colocation data center located in Alexandria, New South Wales, Australia. The US$121 million project included the following: 1. Construction of server rooms 2. Construction of 2,675 racks 3. Construction of distribution rooms 4. Construction of a parking facility 5. Installation of generators 6. Installation of equipment 7. Installation of safety and security systems | Colocation Data Center; Tier 3 Data Center |  |  | June 2024 - Construction works were completed. October 2022 - Construction works commenced. January 2022 - Equinix announced plans to expand its third data center building in Sydney. | Construction Completed | 5 | Not Funded / Unconfirmed | Private | Equinix Inc | Erilyan Pty Ltd | Erilyan Pty Ltd;Warren and Mahoney Architects | Aurecon Group Pty Ltd
505811 | 395878 | 2026-02-23 15:55 | ESR Cayman/ Stack Infra – KIX01A Hyperscale Data Center – Kyoto | ESR Cayman/ Stack Infra – Keihanna Data Center – Kyoto | https://construction.globaldata.com/Projects/Overview/505811 | Execution | Sub | 275 | 2022 Q3 | 2025 Q2 | 2027 Q2 | Asia-Pacific | Japan | Kyoto |  | Keihanna |  | Commercial & Leisure | Data Center | Data Center |  |  | New | Onshore | Stack Infrastructure and ESR Group are undertaking the construction of a hyperscale data center in Keihanna, Soraku, Kyoto Prefecture, Japan. The project involves the construction of a data center complex with a consumption capacity of 18MW. It includes the construction of server rooms with racks, control rooms, server rooms, an administrative space, storage space and meet-me rooms, and the installation of generators, advanced cooling systems and safety and security systems. The project will feature robust access to power and network to ensure strong reliability and provide solution options, from co-location to custom build-to-suit, provide hyperscale, cloud, and large enterprise clients with the scalability to meet future growth demands. it aims to achieve LEED Gold certification. The project is committed to operating on 100% renewable energy. It will incorporate cutting-edge air cooling technologies to minimize energy consumption and utilize high-efficiency chillers during warmer periods. Construction works are expected to be completed by the second quarter of 2027. | 34.7418 | 135.7654 | The project involves the construction of a hyperscale data center complex with a consumption capacity of 18MW in Soraku, Kyoto Prefecture, Japan. The US$275 million project includes the following: 1. Construction of server rooms with racks 2. Construction of control rooms 3. Construction of server rooms 4. Construction of an administrative space 5. Construction of storage space 6. Construction of meet-me rooms 7. Installation of generators 8. Installation of advanced cooling systems 9. Installation of safety and security systems | Build to suit; Heating, ventilation and air conditioning (HVAC); Hyperscale Data Center; LEED; Sustainable Building |  |  | February 2026 - Construction activities are underway. November 2025 - Construction activities are underway. July 2025 - Construction works are underway. May 2025 - Construction works are underway. April 2025 - Construction works commenced. May 2024 - Demolition works are underway. October 2023 - Demolition works on the existing building are underway. December 2022 - Planning activities are underway. Q3 2022 - Stack Infrastructure and ESR Group announced plans to build a data center in Soraku. | Project work on Schedule | 1 | Not Funded / Unconfirmed | Private | ESR Group Ltd;Stack Infrastructure
395878 | 395878 | 2026-02-23 15:55 | ESR Cayman/ Stack Infra – Keihanna Data Center – Kyoto | ESR Cayman/ Stack Infra – Keihanna Data Center – Kyoto | https://construction.globaldata.com/Projects/Overview/395878 | Execution | Parent | 1000 | 2022 Q3 | 2025 Q2 | 2028 Q4 | Asia-Pacific | Japan | Kyoto |  | Keihanna |  | Commercial & Leisure | Data Center | Data Center |  |  | New | Onshore | Stack Infrastructure and ESR Group are undertaking the construction of a hyperscale data center in Soraku, Kyoto Prefecture, Japan. The project involves the construction of a data center complex comprising three buildings with a combined consumption capacity of 72MW. It includes the construction of server rooms with racks, control rooms, server rooms, an administrative space, storage space and meet-me rooms, and the installation of generators, advanced cooling systems and safety and security systems. The building I is called "KIX01A" and will have an 18MW IT load capacity. The project will feature robust access to power and network to ensure strong reliability and provide solution options, from co-location to custom build-to-suit, to meet the scalability needs of hyperscale, cloud, and large enterprise clients and ensure they can meet future growth demands. it aims to achieve LEED Gold certification. The project is committed to operating on 100% renewable energy. It will incorporate cutting-edge air cooling technologies to minimise energy consumption and utilize high-efficiency chillers during warmer periods. Construction works on the first building are expected to be completed by the second quarter of 2027. | 34.7418 | 135.7654 | The project involves the construction of a hyper scale data center complex comprising three buildings with a combined consumption capacity of 72MW in Soraku, Kyoto Prefecture, Japan. The US$1,000 million project includes the following: 1. Construction of server rooms with racks 2. Construction of control rooms 3. Construction of server rooms 4. Construction of an administrative space 5. Construction of storage space 6. Construction of meet-me rooms 7. Installation of generators 8. Installation of advanced cooling systems 9. Installation of safety and security systems | Heating, ventilation and air conditioning (HVAC); Hyperscale Data Center; LEED; Sustainable Building |  |  | February 2026 - Construction activities are underway. November 2025 - Construction activities are underway. May 2025 - Construction activities on phase I are underway. April 2025 - ESR and STACK broke ground on KIX01A data center. April 16, 2025 - We have not been able to obtain further updates on this project. We have retained the same project stage and amended the key dates accordingly. We will update the profile as soon as we obtain any new information. November 2024 - Planning activities are underway. May 2024 - Planning activities are underway. October 2023 - Demolition works on the existing building are underway. December 2022 - Planning activities are underway. Q3 2022 - Stack Infrastructure and ESR Group announced plans to build a data center in Soraku. | No Major Development | 0 | Not Funded / Unconfirmed | Private | ESR Group Ltd;Stack Infrastructure
452051 | 452051 | 2026-02-23 14:45 | MSFT – SAT 82 Data Center – Texas | MSFT – SAT 82 Data Center – Texas | https://construction.globaldata.com/Projects/Overview/452051 | Planning | Parent | 400 | 2025 Q1 | 2026 Q3 | 2028 Q1 | North America | United States | Texas |  | 2580 Farm to Market Road, 471 N | 78009 | Commercial & Leisure | Data Center | Data Center |  | Low | New | Onshore | Microsoft Corporation (MSFT) is planning to undertake the construction of a hyperscale data center at 2580 Farm to Market Road, 471 N in Castroville, Texas, the US. The project involves the construction of a single-story, 18,178m2 data center. It includes the construction of server rooms, meeting rooms, an administrative space, and parking facilities, and the installation of equipment, and safety and security systems. WSP USA has been appointed as a design consultant. Construction activities are scheduled to commence in August 2026 and are expected to be completed by June 2028. | 29.399 | -98.8896 | The project involves the construction of a single-story, 18,178m2 data center in Castroville, Texas, the US. The US$400 million project includes the following: 1. Construction of server rooms 2. Construction of meeting rooms 3. Construction of an administrative space 4. Construction of parking facilities 5. Installation of equipment 6. Installation of safety and security systems | Heating, ventilation and air conditioning (HVAC); Hyperscale Data Center; Tier 2 Data Center |  |  | February 2026 - Project is awaiting for approvals. December 2025 - MSFT submitted project plans to the Texas Department of Licensing and Regulation. July 2025 - Planning activities are underway. Q1 2025 - MSFT has announced plans to build data center in Castroville. | Project Awaiting Approvals | 0 | Not Funded / Unconfirmed | Private | Microsoft Corp |  | WSP USA Inc
512547 | 512547 | 2026-02-23 14:24 | MSFT – SAT93 Data Center – Texas | MSFT – SAT93 Data Center – Texas | https://construction.globaldata.com/Projects/Overview/512547 | Execution | Parent | 350 | 2024 Q4 | 2025 Q2 | 2027 Q2 | North America | United States | Texas | San Antonio | Along County Road 381 in Medina |  | Commercial & Leisure | Data Center | Data Center |  |  | New | Onshore | Microsoft is undertaking the construction of a hyperscale data center in San Antonio, Texas, the US. The project involves the construction of a single-story 22,761m2 data center. It includes the construction of server rooms, meeting rooms, an administrative space, parking facilities, installation of cooling systems, and safety and security systems. Gensler Architecture, Design & Planning, P.C has been appointed as the design consultant. Construction works commenced in May 2025 and are scheduled to be completed by June 2027. | 29.4426 | -98.8151 | The project involves the construction of a single-story 22,761m2 data center along County Road 381 in Medina, San Antonio, Texas, the US. The US$350 million project includes the following: 1. Construction of server rooms 2. Construction of meeting rooms 3. Construction of an administrative space 4. Construction of parking facilities 5. Installation of cooling systems 6. Installation of safety and security systems | Heating, ventilation and air conditioning (HVAC); Hyperscale Data Center |  |  | February 2026 - Construction activities are underway. November 2025 - Construction activities are underway. May 2025 - Construction works commenced. February 2025 - The company submitted its plans to the Texas Department of Licensing and Regulation. Q4 2024 - Microsoft announced plans to build a data center in Texas. | Project work on Schedule | 1 | Not Funded / Unconfirmed | Private | Microsoft Corp |  | M. Arthur Gensler Jr. & Associates Inc
339284 | 339280 | 2026-02-23 12:44 | China Mobile – Huizhou Guangdong-Hong Kong-Macao Greater Bay Area Data Center: Phase II – Guangdong | China Mobile – Huizhou Guangdong-Hong Kong-Macao Greater Bay Area Data Center – Guangdong | https://construction.globaldata.com/Projects/Overview/339284 | Execution | Sub | 355 | 2020 Q2 | 2022 Q1 | 2026 Q2 | Asia-Pacific | China | Guangdong | Huizhou | Huidong County | 516300 | Commercial & Leisure | Data Center | Data Center |  |  | New | Onshore | China Mobile Ltd (CML) is undertaking the construction of the Guangdong-Hong Kong-Macao Greater Bay Area Data Center phase II in Huizhou, Guangdong, China. The project involves the construction of data room buildings, power-supporting buildings, refrigeration stations, administrative space, parking facilities, and the installation of 16,000 racks, cooling systems, lighting, and other equipment. CLP New Smart City Research Institute Co. Ltd has been appointed as the contractor. | 23.1115 | 114.4152 | The project involves the construction of a data center in Huizhou, Guangdong, China. The US$355 million (CNY2,500 million) project includes the following: 1. Construction of data room buildings 2. Construction of power-supporting buildings 3. Construction of refrigeration stations 4. Construction of administrative space 5. Construction of parking facilities 6. Installation of 16,000 racks and cooling systems 7. Installation of lighting and other equipment | Heating, ventilation and air conditioning (HVAC); Hyperscale Data Center | A data center is being developed in Huizhou, Guangdong. The project aims to enhance the company's operation in the region. |  | February 2026 - Construction activities are underway. March 2025 - Construction activities are underway. October 2024 - Construction activities are underway. February 2024 - Construction works are underway. September 2023 - Construction works are underway. March 2023 - Construction works are underway. November 2022 - Construction works are ongoing. September 2022 - Construction activities are underway. March 2022 - Construction works are ongoing. December 2021 - Planning activities are underway. July 2021 - Planning activities are ongoing. February 2021 - Planning activities are underway. April 14, 2020 - CML announced plans to build a data center in Huizhou, Guangdong. | Project work on Schedule | 1 | Not Funded / Unconfirmed | Public | China Mobile Ltd | CLP New Smart City Research Institute Co Ltd
339283 | 339280 | 2026-02-23 12:42 | China Mobile – Huizhou Guangdong-Hong Kong-Macao Greater Bay Area Data Center: Phase I – Guangdong | China Mobile – Huizhou Guangdong-Hong Kong-Macao Greater Bay Area Data Center – Guangdong | https://construction.globaldata.com/Projects/Overview/339283 | Execution | Sub | 355 | 2020 Q2 | 2020 Q4 | 2026 Q2 | Asia-Pacific | China | Guangdong | Huizhou | Huidong County | 516300 | Commercial & Leisure | Data Center | Data Center |  |  | New | Onshore | China Mobile Ltd (CML) is undertaking the construction of the Guangdong-Hong Kong-Macao Greater Bay Area Data Center phase I in Huizhou, Guangdong, China. The project involves the construction of data room buildings on a site area of 6.53ha, power-supporting buildings, refrigeration stations, administrative space, parking facilities, and the installation of 16,000 racks, cooling systems, lighting, and other equipment. Guangdong Telecom Planning and Design Institute Co. Ltd has been appointed as the design consultant. CLP New Smart City Research Institute Co. Ltd and China Construction Fourth Engineering Bureau Co. Ltd have been appointed as the contractors. | 23.1115 | 114.4152 | The project involves the construction of a data center in Huizhou, Guangdong, China. The US$355 million (CNY2,500 million) project includes the following: 1. Construction of data room buildings 2. Construction of power-supporting buildings 3. Construction of refrigeration stations 4. Construction of administrative space 5. Construction of parking facilities 6. Installation of 16,000 racks and cooling systems 7. Installation of lighting and other equipment | Heating, ventilation and air conditioning (HVAC); Hyperscale Data Center | A data center is being developed in Huizhou, Guangdong. The project aims to enhance the company's operation in the region. |  | February 2026 - Construction activities are underway. March 2025 - Construction activities are underway. October 2024 - Construction activities are underway. February 2024 - Construction works are underway. September 2023 - Construction works are underway. March 2023 - Construction works are underway. November 2022 - Construction works are ongoing. September 2022 - Construction activities are underway. March 2022 - Construction works are ongoing. December 2021 - Construction activities are underway. July 2021 - Construction activities are ongoing. February 2021 - Construction activities are underway. October 28, 2020 - Construction commenced on the project. April 14, 2020 - CML announced plans to build a data center in Huizhou, Guangdong. | Project work on Schedule | 1 | Not Funded / Unconfirmed | Public | China Mobile Ltd | China Construction Fourth Engineering Bureau Co Ltd;CLP New Smart City Research Institute Co Ltd | Guangdong Telecom Planning and Design Institute Co Ltd
339280 | 339280 | 2026-02-23 12:42 | China Mobile – Huizhou Guangdong-Hong Kong-Macao Greater Bay Area Data Center – Guangdong | China Mobile – Huizhou Guangdong-Hong Kong-Macao Greater Bay Area Data Center – Guangdong | https://construction.globaldata.com/Projects/Overview/339280 | Execution | Parent | 710 | 2019 Q2 | 2020 Q4 | 2026 Q2 | Asia-Pacific | China | Guangdong | Huizhou | Huidong County | 516300 | Commercial & Leisure | Data Center | Data Center |  |  | New | Onshore | China Mobile Ltd (CML) is undertaking the construction of the Guangdong-Hong Kong-Macao Greater Bay Area Data Center in Huizhou, Guangdong, China. The project involves the construction of a data center on a 13.33ha site area with a 190,000m2 GFA, data room buildings, power supporting buildings, refrigeration stations, administrative space, parking facilities, and the installation of 32,000 racks, cooling systems, lighting, and other equipment. Guangdong Telecom Planning and Design Institute Co. Ltd has been appointed as the design consultant for phase I. The project is being developed in two phases with a capacity of 16,000 racks each. CLP New Smart City Research Institute Co. Ltd and China Construction Fourth Engineering Bureau Co. Ltd have been appointed as the contractors for phase I. | 23.1115 | 114.4152 | The project involves the construction of a data center in Huizhou, Guangdong, China. The US$710 million (CNY5,000 million) project includes the following: 1. Construction of data room buildings 2. Construction of power-supporting buildings 3. Construction of refrigeration stations 4. Construction of administrative space 5. Construction of parking facilities 6. Installation of 32,000 racks and cooling systems 7. Installation of lighting and other equipment | Heating, ventilation and air conditioning (HVAC); Hyperscale Data Center | A data center is being developed in Huizhou, Guangdong. The project aims to enhance the company's operation in the region. |  | February 2026 - Construction activities are underway. March 2025 - Construction activities are underway. October 2024 - Construction activities are underway. February 2024 - Construction works are underway. September 2023 - Construction works are underway. March 2023 - Construction works are underway. November 2022 - Construction works are ongoing. September 2022 - Construction activities are underway. March 2022 - Construction works are ongoing. December 2021 - Construction activities are underway. July 2021 - Construction activities are ongoing. February 2021 - Construction activities are underway. October 28, 2020 - Construction commenced on the project. Q2 2019 - CML announced plans to build a data center in Huizhou, Guangdong. | Project work on Schedule | 1 | Not Funded / Unconfirmed | Public | China Mobile Ltd | China Construction Fourth Engineering Bureau Co Ltd;CLP New Smart City Research Institute Co Ltd | Guangdong Telecom Planning and Design Institute Co Ltd
413428 | 413428 | 2026-02-23 09:58 | Equinix – Banbury Avenue LD14 Data Center: Phase I – Slough | Equinix – Banbury Avenue LD14 Data Center: Phase I – Slough | https://construction.globaldata.com/Projects/Overview/413428 | Execution | Parent | 243 | 2022 Q1 | 2024 Q4 | 2027 Q1 | Europe | United Kingdom | Slough | Slough | Banbury Avenue, Slough Trading Estate | SL1 4LH | Commercial & Leisure | Data Center | Data Center |  |  | New | Onshore | Equinix (UK) Ltd is planning to undertake the construction of a colocation data center at Banbury Avenue, Slough Trading Estate in Slough, the UK. The project involves the construction of a five-story 15,100m2 data center with a consumption capacity of up to 30MW. It includes 13 diesel backup generators combined to 2.8MW, 1,425 racks, a new substation, server rooms, an administrative space, two data halls per floor, a service yard, a loading bay, 39 car parking spaces, 32 cycle parking spaces, vehicular and pedestrian access, the installation of cooling systems, and safety and security systems. In December 2022, a planning application was submitted to the Slough Borough Council and received approvals in May 2024. David Lock Associates Ltd has been appointed as a planning consultant, Arup Group Ltd as an architect, The ERM Group Inc as an environmental consultant, BHC Limited as a steel frame, floors, and stair contractor, Laing O'Rourke Corp as a contractor, Britplas as an aluminium cladding sub-contractor and Bryden Wood as a design consultant. In December 2024, construction works commenced and were scheduled to be completed in the first quarter of 2027. | 51.5262 | -0.63556 | The project involves the construction of a five-story 15,100m2 data center with a consumption capacity of up to 30MW at Banbury Avenue, Slough Trading Estate in Slough, the UK. The US$243 million project includes the following: 1. Construction of 13 diesel backup generators combined 2.8MW 2. Construction of 1,425 racks 3. Construction of server rooms 4. Construction of an administrative space 5. Construction of two data halls per floor 6. Construction of a service yard 7. Construction of a loading bay 8. Construction of 39 car parking spaces, 32 cycle parking spaces 9. Construction of vehicular and pedestrian access 10. Construction of a new substation 11. Installation of cooling systems 12. Installation of safety and security systems | Colocation Data Center; Heating, ventilation and air conditioning (HVAC); Potential E&E |  |  | February 2026 - Construction activities are underway. December 2025 - Construction works are underway. July 2025 - Construction works are underway. March 2025 - Construction works are underway. December 2024 - Construction works commenced. November 2024 - Design activities are underway. May 2024 - The project received approvals from the Slough Borough Council. July 2023 - The project is awaiting planning approvals. December 2022 - A planning application was submitted to the Slough Borough Council. Q1 2022 - Equinix (UK) Ltd announced plans to construct a data center in Slough. | Project work on Schedule | 1 | Not Funded / Unconfirmed | Private | Equinix (UK) Ltd. | Laing O'Rourke Corp Ltd | Arup Group Ltd;Bryden Wood Ltd | David Lock Associates Ltd;The ERM Group Inc
230979 | 230979 | 2026-02-23 09:50 | Flexenclosure/ Virtutel – Data Center Program Development – Australia | Flexenclosure/ Virtutel – Data Center Program Development – Australia | https://construction.globaldata.com/Projects/Overview/230979 | Cancelled | Program | 77 | 2017 Q1 | Awaiting Confirmation | 2019 Q4 | Asia-Pacific | Australia |  |  |  |  | Commercial & Leisure | Data Center | Data Center |  |  | New | Onshore | Virtutel Pty Ltd (Virtutel) and Flexenclosure AB (Flexenclosure ) were planning to construct edge data centers across Australia. The program envisaged the construction of 20 edge data centers. It included the construction of server rooms, administrative space, distribution rooms, parking, and related facilities and the installation of equipment and safety systems. Virtutel had chosen Albury, New South Wales, for the first data center development. In December 2017, Virtutel signed an agreement with TransGrid. Under the arrangement, TransGrid will provide facility access adjacent to its Albury substation to Virtutel subsidiary VirtuDC for 25 years. In October 2019, Flexenclosure went into bankruptcy, following which the program was presumed to be cancelled. | -25.2744 | 133.7751 | The program involved the construction of 20 data centers across Australia. The US$77 million program involves the following: 1. Construction of server rooms 2. Construction of administrative space 3. Construction of distribution rooms 4. Construction of a parking facility 5. Installation of equipment 6. Installation of safety and security systems 7. Construction of related facilities | Edge Data Center | [5 empty] | Not Funded / Unconfirmed | Private | Flexenclosure AB;Virtutel Pty Ltd
472412 | 472412 | 2026-02-23 08:09 | Ezditek – RUH01 Data Centre in Riyadh – Ar Riyad | Ezditek – RUH01 Data Centre in Riyadh – Ar Riyad | https://construction.globaldata.com/Projects/Overview/472412 | Execution | Parent | 192 | 2023 Q1 | 2024 Q4 | 2026 Q3 | Middle East and Africa | Saudi Arabia | Ar Riyad | Riyadh |  |  | Commercial & Leisure | Data Center | Data Center |  |  | New | Onshore | Ezdihar Advanced Company for Information Technology (EzdiTek) is undertaking the construction of a 24MW data center called RUH01 located in the world’s biggest female university, Princess Nourah Bint Abdulrahman University (PNU), on a 35,000 sqm plot of land in Riyadh, Saudi Arabia. The project involves IT Load Capacity: The facility is planned with an IT load capacity of about 24 MW, Power Infrastructure: National utility grid supply (SEC), designed for scalable future integration with sustainable energy sources, Backup and Resilience: The facility will include Redundant UPS systems and diesel backup generators configured for high availability and fault tolerance, Data Centre Type: The project is planned as a Carrier-neutral, hyperscale-ready colocation data centre,Cooling Systems: Cooling will rely on Energy-efficient, scalable cooling systems designed to support high-density cloud and AI workloads , Energy Efficiency: The facility is designed with sustainability and ESG principles, optimized for energy-efficient operations, Floor Load Capacity: The building structure is engineered to support heavy IT and mechanical equipment, Power Density: The infrastructure is designed for high-density racks, suitable for cloud, HPC, and AI workloads ,Rack Configuration: The facility will support Standard hyperscale and enterprise-grade racks, configurable to customer requirements. In December 2024, mobilization works are ongoing, and construction works are expected to commence soon. Mohammed Mansour Al-Rumaih Company for Trading is the main contractor. In April 2025, the construction works are progressing. SJM Consulting is working as the consultant, and the in-house division of MM Al-Rumaih Co for Trading JSC is working as the MEP subcontractor on the project. In October 2025, the construction works are progressing and are expected to be finished by August 2026. In February 2026, The construction works are progressing on the project. Al Hashimia Est for Trading & Contracting is working as the Foundation Works Sub-Contractor. | 24.6877 | 46.7219 | Ezdihar Advanced Company for Information Technology (EzdiTek) is undertaking the construction of a 24MW data center called RUH01 located in the world’s biggest female university, Princess Nourah Bint Abdulrahman University (PNU) on a 35,000 sqm plot of land in Riyadh, Saudi Arabia. The facility will serve both public and commercial clients in the Kingdom. The US$192 million project includes the following: Key Technical Features: 1. IT Load Capacity: The facility is planned with an IT load capacity of about 24 MW 2. Power Infrastructure: National utility grid supply (SEC), designed for scalable future integration with sustainable energy sources 3. Backup and Resilience: The facility will include Redundant UPS systems and diesel backup generators configured for high availability and fault tolerance. 4. Data Centre Type: The project is planned as a Carrier-neutral, hyperscale-ready colocation data centre 5. Cooling Systems: Cooling will rely on Energy-efficient, scalable cooling systems designed to support high-density cloud and AI workloads. 6. Energy Efficiency: The facility is designed with sustainability and ESG principles, optimized for energy-efficient operations 7. Floor Load Capacity: The building structure is engineered to support heavy IT and mechanical equipment 8. Power Density: The infrastructure is designed for high-density racks, suitable for cloud, HPC, and AI workloads 9. Rack Configuration: The facility will support Standard hyperscale and enterprise-grade racks, configurable to customer requirements | Heating, ventilation and air conditioning (HVAC); Hyperscale Data Center | A data center is planned to be built in Princess Nourah Bint Abdulrahman University (PNU) in Riyadh. |  | February 2026 - The construction works are progressing on the project. Al Hashimia Est for Trading & Contracting is working as the Foundation Works Sub-Contractor. October 2025 - The construction works are progressing on the project and it is expected to be completed by August 2026. April 2025 - The construction works are progressing. SJM Consulting is working as the consultant, and the in-house division of MM Al-Rumaih Co for Trading JSC is working as the MEP subcontractor on the project. December 05, 2024 - The mobilization works are ongoing and construction works are expected to commence soon. Mohammed Mansour Al-Rumaih Company for Trading is the main contractor. | Project work on Schedule | 1 | Not Funded / Unconfirmed | Private | Ezditek | MM Al-Rumaih Co for Trading JSC |  | SJM Consulting
475858 | 475858 | 2026-02-23 06:51 | Xingtu (Qinghai) – Gonghe County Technology's Dedicated Green Computing Data Center – Qinghai | Xingtu (Qinghai) – Gonghe County Technology's Dedicated Green Computing Data Center – Qinghai | https://construction.globaldata.com/Projects/Overview/475858 | Construction Complete | Parent | 137 | 2024 Q3 | 2025 Q1 | 2025 Q4 | Asia-Pacific | China | Qinghai |  | Hainan Zhou Big Data Industrial Park |  | Commercial & Leisure | Data Center | Data Center |  |  | New | Onshore | Xingtu (Qinghai) Technology Co. Ltd (XQTC) has constructed a green computing data center in Gonghe County, Qinghai, China. The project involved the construction of computer room buildings, a substation, server rooms, racks, administrative spaces, and parking facilities, and the installation of servers, cooling systems, lighting, and safety equipment. Shandong Luqiao Group Co. Ltd had been appointed as the main contractor. | 36.2862 | 100.5807 | The project involved the construction of a green computing data center on a site area of 0.68ha and a GFA of 7,010.4m2 in Gonghe County, Qinghai, China. The US$137 million (CNY1,000 million) project includes the following: 1. Construction of computer room buildings 2. Construction of a substation 3. Construction of server rooms 4. Construction of administrative spaces 5. Construction of parking facilities 6. Installation of 2,800 server racks 7. Installation of cooling systems 8. Installation of lighting and safety equipment | Green data center; Heating, ventilation and air conditioning (HVAC) |  |  | October 28, 2025 - Construction completed on the project. April 2025 - Construction works are underway. January 2025 - Planning works are underway. Q3 2024 - XQTC announced plans to build a green computing data center in Gonghe County, Qinghai, China. | Construction Completed | 5 | Not Funded / Unconfirmed | Private | Xingtu (Qinghai) Technology Co | Shandong Luqiao Group Co Ltd
559254 | 559254 | 2026-02-23 05:16 | Inovapro – ZelenAI Green AI Data Center – Splitsko-Dalmatinska | Inovapro – ZelenAI Green AI Data Center – Splitsko-Dalmatinska | https://construction.globaldata.com/Projects/Overview/559254 | Planning | Parent | 24 | 2026 Q1 | 2026 Q2 | 2027 Q2 | Europe | Croatia | Splitsko-Dalmatinska | Split | Caporice near Trilj |  | Commercial & Leisure | Data Center | Data Center |  | Medium | New | Onshore | Inovapro is planning to undertake the construction of the first green AI data center in Caporice near Trilj, Croatia. The project involves the construction of a 3MW data center. It includes the construction of an administrative space, server rooms with racks, a substation, the installation of cooling systems, and safety and security systems. The data center is designed as a closed ecosystem in which energy is both produced and consumed. The project is committed to operating on 100% renewable energy from a 2MW onsite solar power plant, a 5MWh battery storage system, and a biogas plant for additional electricity and heat generation. Waste heat from server equipment is used to heat smart greenhouses, achieving up to 90% water efficiency. It utilises both direct liquid cooling and free cooling integration. It also includes an ice bank system, which enables the production of cooling energy outside of peak hours, thus reducing costs and network load. The Dual-Zone architecture separates a standard enterprise colocation zone and an advanced AI/HPC zone, each optimised for specific customer needs. Construction works are scheduled to commence in the second quarter of 2026 and are expected to be completed by the second quarter of 2027. | 43.5089 | 16.4392 | The project involves the construction of a 3MW colocation data center in Caporice near Trilj, Croatia. The US$24 million project includes the following: 1. Construction of an administrative space 2. Construction of server rooms with racks 3. Construction of sub station 4. Installation of generators 5. Installation of cooling systems 6. Installation of safety and security systems | Colocation Data Center |  |  | February 2026 - Inovapro is seeking co-financing from the European Union funds for the project. Q1 2026 - Inovapro announced plans to build data center in Caporice near Trilj in Croatia. | Project work on Schedule | 1 | Not Funded / Unconfirmed | Private | Inovapro doo
467027 | 467027 | 2026-02-23 04:55 | Empyrion Digital – JP1 Tokyo AI-Ready Data Center – Tokyo | Empyrion Digital – JP1 Tokyo AI-Ready Data Center – Tokyo | https://construction.globaldata.com/Projects/Overview/467027 | Planning | Parent | 300 | 2024 Q1 | 2026 Q2 | 2028 Q3 | Asia-Pacific | Japan | Tokyo |  | Otemachi. | 100-0004 | Commercial & Leisure | Data Center | Data Center |  | Low | New | Onshore | Empyrion Digital planning to undertake the construction of a tier III hyperscale data center in Tokyo, Japan. The project involves the construction of a 21,000m2, five-story data center with a consumption capacity of 35MW. It includes the construction of server rooms, meeting rooms, administrative facilities, office space, storage facilities, and parking facilities, and the installation of related equipment and cooling systems, safety and security systems. It features an efficient and high-performance electrical and air conditioning cooling system, which supports GPU servers with high processing power. The project is expected to be completed by the third quarter of 2028. | 35.6874 | 139.7547 | The project involves the construction of a 21,000m2, five-story tier III data center with a consumption capacity of 35MW in Otemachi, Tokyo, Japan. The US$300 million project includes the following: 1. Construction of server rooms 2. Construction of administrative facilities 3. Construction of distribution rooms 4. Construction of an office space 5. Construction of parking facilities 6. Installation of equipment and cooling systems 7. Installation of safety and security systems | Heating, ventilation and air conditioning (HVAC); Hyperscale Data Center; Tier 3 Data Center |  |  | February 2026 - Planning activities are underway. July 2025 - Planning activities are ongoing. Q3 2024 - Planning activities are ongoing. Q1 2024 - Empyrion Digital announced plans to build a data center in Tokyo. | No Major Development | 0 | Not Funded / Unconfirmed | Private | Empyrion Digital
492140 | 312519 | 2026-02-23 04:50 | Sunevision Hldg – Tseung Kwan O MEGA IDC Data Center: Phase II – Sai Kung | Sunevision Hldg – Tseung Kwan O MEGA IDC Data Center – Sai Kung | https://construction.globaldata.com/Projects/Overview/492140 | Execution | Sub | 800 | 2018 Q4 | 2025 Q1 | 2026 Q4 | Asia-Pacific | Hong Kong | Sai Kung |  | Tseung Kwan O Lot No. 131, Wan Po Road, Area 85 |  | Commercial & Leisure | Data Center | Data Center |  |  | New | Onshore | Sunevision Holdings Ltd (SEHK) is constructing a data center complex in Tseung Kwan O, Hong Kong. The project involves the construction of a data center on a 111,484m2 GFA. It also includes the construction of a data storage building, a network management center, an administrative building, server rooms, and parking facilities, and the installation of elevators and security systems. Sanfield (Management) Ltd has been appointed as the main contractor. | 22.2942 | 114.2739 | The project involves the construction of a data center on a 111,484m2 GFA in Tseung Kwan O, Hong Kong. The US$800 million project includes the following: 1. Construction of data storage building 2. Construction of the network management center 3. Construction of an administrative building 4. Construction of server rooms 5. Construction of parking facilities 6. Installation of safety systems | Heating, ventilation and air conditioning (HVAC) |  |  | February 2026 - Construction works are underway. April 2025 - Construction works are underway. March 27, 2025 - Construction commenced on this project. August 2024 - Planning works are ongoing. September 2023 - Planning works are underway. September 2022 - Planning works are underway. August 2021 - Planning works are underway. February 2020 - Study works are underway. June 2019 - Study works are going on. December 2018 - SEHK announced plans to develop a data center in Tseung Kwan O, Hong Kong. | Project work on Schedule | 1 | Not Funded / Unconfirmed | Private | Sunevision Holdings Ltd | Sanfield (Management) Limited
312519 | 312519 | 2026-02-23 04:47 | Sunevision Hldg – Tseung Kwan O MEGA IDC Data Center – Sai Kung | Sunevision Hldg – Tseung Kwan O MEGA IDC Data Center – Sai Kung | https://construction.globaldata.com/Projects/Overview/312519 | Execution | Parent | 1929 | 2018 Q4 | 2019 Q3 | 2026 Q4 | Asia-Pacific | Hong Kong | Sai Kung |  | Tseung Kwan O Lot No. 131, Wan Po Road, Area 85 |  | Commercial & Leisure | Data Center | Data Center |  |  | New | Onshore | Sunevision Holdings Ltd (SEHK) is constructing a data center complex in Tseung Kwan O, Hong Kong. The project involves the construction of a data center complex with a capacity of 180MW on a 2.74ha site area with a 111,484m2 GFA. It also includes the construction of a data storage building, a network management center, an administrative building, server rooms, and parking facilities, and the installation of elevators and security systems. The project is being developed in three phases. Phase 1, with a capacity of 50MW on a GFA of 46,451m2, was completed in November 2024. The second phase of a GFA of 32,516m2 is scheduled to be completed by 2027. Sanfield (Management) Ltd has been appointed as the main contractor. | 22.2942 | 114.2739 | The project involves the construction of a data center complex with a capacity of 180MW on a 2.74ha site area with a 111,484m2 gross floor area (GFA) in Tseung Kwan O, Hong Kong. The US$1,929 million (HKD15,000 million) project includes the following: 1. Construction of data storage building 2. Construction of the network management center 3. Construction of an administrative building 4. Construction of server rooms 5. Construction of parking facilities 6. Installation of safety systems | Elevator; Heating, ventilation and air conditioning (HVAC); High-Rise; Potential E&E; Tier 4 Data Center | The project is being developed in Lot No. 131, Wan Po Road, Area 85, Tseung Kwan O. The aim of the project is to increase data storage capacity to meet the growing demand for data storage facilities and back up to meet the requirements. |  | February 2026 - Construction activities are underway on phase II. April 2025 - Construction activities are underway on phase II. March 27, 2025 - Construction commenced on phase II. November 2024 - Construction activities are completed on phase I. August 2024 - Construction activities are underway on phase I. March 20, 2024 - Construction activities are underway on phase I. September 25, 2023 - We have not been able to obtain further updates on this project. We have retained the same project stage and amended the key dates accordingly. We will update the profile as soon as we obtain any new information. April 06, 2023 - We have not been able to obtain further updates on this project. We have retained the same project stage and amended the key dates accordingly. We will update the profile as soon as we obtain any new information. September 2022 - Construction activities are ongoing. January 07, 2022 - We have not been able to obtain further updates on this project. We have retained the same project stage and amended the key dates accordingly. We will update the profile as soon as we obtain any new information. August 2021 - Construction activities are underway. February 2021 - The project is in the execution stage. August 2020 - The project is in the execution stage. February 2020 - Construction activities are ongoing. September 2019 - Construction activities are underway. December 12, 2018 - SEHK announced plans to develop a data center in Tseung Kwan O, Hong Kong. | Project work on Schedule | 1 | Not Funded / Unconfirmed | Private | Sunevision Holdings Ltd | Sanfield (Management) Limited
525273 | 443533 | 2026-02-23 04:14 | Gaw Cap/ GDS Hldgs – Fuchu Data Center: Phase I – Tokyo | Gaw Cap/ GDS Hldgs – Fuchu Data Center – Tokyo | https://construction.globaldata.com/Projects/Overview/525273 | Execution | Sub | 50 | 2023 Q1 | 2025 Q3 | 2027 Q3 | Asia-Pacific | Japan | Tokyo |  | Fuchu Intelligent Park | 183-0044 | Commercial & Leisure | Data Center | Data Center |  |  | New | Onshore | DayOne, a subsidiary of GDS Holdings Ltd and Gaw Capital (Gaw), has undertaken the construction of a hyperscale data center in Fuchu Intelligent Park, Fuchu City, Tokyo, Japan. The project involves the construction of a nine-story data center with a consumption capacity of 18MW. It includes the construction of 10 data halls, server rooms with racks, distribution rooms, a cafeteria, parking facilities, an administrative space, and the installation of equipment, safety and security systems. NEC Facilities has been appointed as the architect, and HASEKO Corporation as the main contractor. The facility will be powered by renewable energy and uses advanced cooling technologies. It aims to achieve leading ESG and operational certifications, including CASBEE, LEED, and ISO50001 Energy Management. Construction works commenced in August 2025 and are expected to be completed by mid-2027. | 35.6751 | 139.4715 | The project involves the construction of a nine-story data center with a consumption capacity of 18MW in Fuchu City, Tokyo, Japan. The US$50 million project includes the following: 1. Construction of server rooms 2. Construction of administrative facilities 3. Construction of distribution rooms 4. Construction of 10 data halls 5. Construction of a cafeteria 6. Construction of parking facilities 7. Installation of equipment 8. Installation of safety and security systems | CASBEE; Green data center; Hyperscale Data Center; LEED |  |  | February 2026 - Construction activities are underway. October 2025 - Construction activities are underway. August 2025 - Construction commenced. Q1 2023 - GDS and Gaw announced plans to build a data center in Fuchu. | Project work on Schedule | 1 | Not Funded / Unconfirmed | Private | Gaw Capital Partners;GDS Holdings Ltd | Haseko Corp | NEC FACILITIES,LTD.
443533 | 443533 | 2026-02-23 04:14 | Gaw Cap/ GDS Hldgs – Fuchu Data Center – Tokyo | Gaw Cap/ GDS Hldgs – Fuchu Data Center – Tokyo | https://construction.globaldata.com/Projects/Overview/443533 | Execution | Parent | 250 | 2023 Q1 | 2025 Q3 | 2028 Q2 | Asia-Pacific | Japan | Tokyo |  | Fuchu Intelligent Park | 183-0044 | Commercial & Leisure | Data Center | Data Center |  |  | New | Onshore | DayOne, a subsidiary of GDS Holdings Ltd and Gaw Capital (Gaw), is planning to construct a data center campus in Fuchu Intelligent Park, Fuchu City, Tokyo, Japan. The project involves the construction of a 66,360m2 data center with a consumption capacity of 80MW on 1.09ha of land. It includes the construction of server rooms, meeting rooms, administrative facilities, office space, storage facilities, and parking facilities, and the installation of equipment and cooling systems. It will be developed in phases. Phase One of building the campus consists of a nine-story building featuring ten data halls with an IT capacity of 18MW. The first phase of the campus will be located in Meito Sangyo Building, which was acquired by Gaw Capital in 2021. Phase two will be located in the Fuchu Building, which was acquired in 2022. Phase Three will be situated in an unnamed property, acquired in May 2024, near the two other data centers. It aims to achieve leading ESG and operational certifications, including CASBEE, LEED, and ISO50001 Energy Management. NEC Facilities has been appointed as the architect, and HASEKO Corporation as the main contractor. Construction on the first phase is expected to be completed by mid-2027. | 35.6751 | 139.4715 | The project involves the construction of a 66,360m2 data center with a consumption capacity of 80MW on 1.09ha of land in Fuchu Intelligent Park, Fuchu City, Tokyo, Japan. The US$250 million project includes the following: 1. Construction of server rooms 2. Construction of administrative facilities 3. Construction of distribution rooms 4. Construction of an office space 5. Construction of a cafeteria 6. Construction of parking facilities 7. Installation of equipment 8. Installation of safety and security systems | CASBEE; Heating, ventilation and air conditioning (HVAC); Hyperscale Data Center; LEED; Sustainable Building |  |  | February 2026 - Construction activities are underway. October 2025 - Construction activities are underway. August 2025 - Construction works commenced on the first phase. January 2025 - Planning activities are underway. April 2024 - Planning activities are underway. Q1 2023 - GDS and Gaw announced plans to build a data center in Fuchu. | Project work on Schedule | 1 | Not Funded / Unconfirmed | Private | Gaw Capital Partners;GDS Holdings Ltd | Haseko Corp | NEC FACILITIES,LTD.
559279 | 559279 | 2026-02-23 04:06 | Seseragi – Sengoku 3-chome Data Center – Mie | Seseragi – Sengoku 3-chome Data Center – Mie | https://construction.globaldata.com/Projects/Overview/559279 | Announced | Parent | 60 | 2026 Q1 | 2026 Q3 | 2027 Q4 | Asia-Pacific | Japan | Mie | Yokkaichi | 3-2-19 Sengoku | 112-0011 | Commercial & Leisure | Data Center | Data Center |  | Medium | New | Onshore | Seseragi is planning to undertake the construction of a colocation data center at 3-2-19 Sengoku in Yokkaichi, Mie prefecture, Japan. The project involves the construction of a 51m high, five-story data center with a consumption capacity of 22,640m2 on 0.95ha of land. It includes the construction of server rooms, office rooms, meet-me rooms, parking and related facilities, and the installation of generators, safety and security systems. Sankei Building Techno has been appointed as the design consultant. | 34.9667 | 136.6167 | The project involves the construction of a 51m high, five-story data center with a consumption capacity of 22,640m2 on 0.95ha of land in Yokkaichi, Mie prefecture, Japan. The US$60 million project includes the following: 1. Construction of server rooms 2. Construction of office rooms 3. Construction of meet-me rooms 4. Construction of parking and related facilities 5. Installation of generators 6. Installation of safety and security systems | Colocation Data Center; Concrete & Reinforced Concrete |  |  | February 2026 - Seseragi announced plans to build data center in Mie, Japan. | Project Plan Announced | 1 | Not Funded / Unconfirmed | Private | Seseragi Special Purpose Co |  | The Sankei Building Co., Ltd.
537859 | 537859 | 2026-02-23 03:52 | Iren – Horizon 2 Data Center – Texas | Iren – Horizon 2 Data Center – Texas | https://construction.globaldata.com/Projects/Overview/537859 | Execution | Parent | 350 | 2025 Q1 | 2025 Q4 | 2027 Q3 | North America | United States | Texas |  | 620 farm to market road 1033 | 79201 | Commercial & Leisure | Data Center | Data Center |  |  | New | Onshore | IREN Limited is planning to undertake the construction of an Artificial intelligence (AI) hyperscale data center called "Horizon 2" at the Childress site in Texas, the US. The project involves the construction of a data center with a consumption capacity of 50MW. It includes data halls, racks, a substation, conference rooms, break rooms, meet-me rooms, server rooms and parking spaces, and the installation of safety and security systems. In November 2025, IREN Ltd has signed a multi-year GPU cloud services contract with Microsoft. Under this agreement iren will provide Microsoft with access to NVIDIA GB300 GPUs over a five-year term. The facility draws power from the utility grid and utilises a liquid cooling system. | 34.4253 | -100.2032 | The project involves the construction of a data center with a consumption capacity of 50MW at the Childress site in Texas, the US. The US$350 million project includes the following: 1. Construction of data halls 2. Construction of conference rooms 3. Construction of break rooms 4. Construction of server rooms 5. Construction of a substation 6. Construction of meet-me rooms 7. Construction of parking spaces 8. Installation of UPS/generators 9. Installation of safety and security systems | Heating, ventilation and air conditioning (HVAC); Hyperscale Data Center |  |  | February 2026 - Construction activities are underway. December 2025 - Construction works commenced. November 2025 - IREN Ltd has signed a multi-year GPU cloud services contract with Microsoft. September 2025 - Procurement ongoing for generators, chillers, dry coolers and network core infrastructure. June 2025 - Planning activities are underway. Q1 2025 - IREN Limited announced plans to build a data center in Texas. | Project work on Schedule | 1 | Not Funded / Unconfirmed | Private | Iren Ltd
536885 | 536885 | 2026-02-23 03:00 | SLNH – Project Gladys Data Center – Texas | SLNH – Project Gladys Data Center – Texas | https://construction.globaldata.com/Projects/Overview/536885 | Planning | Parent | 300 | 2025 Q1 | 2026 Q4 | 2028 Q4 | North America | United States | Texas | Texas City | Southeast Texas |  | Commercial & Leisure | Data Center | Data Center |  | Medium | New | Onshore | Soluna Holdings, Inc. is planning to undertake the construction of a colocation data center in southeast Texas, the US. The project involves the construction of a data center with a consumption capacity of 150MW. It includes the construction of data halls with racks, meeting rooms, office space, storage facilities and parking facilities, and the installation of power and cooling systems, safety and security systems. The project is committed to operating on 100% wind renewable energy, and the data center is co-located with a 226MW wind farm. | 29.3838 | -94.9027 | The project involves the construction of a colocation data center with a consumption capacity of 150MW in southeast Texas, the US. The US$300 million project includes the following: 1. Construction of data halls with racks 2. Construction of meeting rooms 3. Construction of office space 4. Construction of storage facilities 5. Construction of parking facilities 6. Installation of power and cooling systems 7. Installation of safety and security systems | Colocation Data Center; Heating, ventilation and air conditioning (HVAC) |  |  | February 2026 - The project is currently advancing through land acquisition, power contract negotiation, and ERCOT interconnection planning. January 2026 - The work of PPA agreement is ongoing. October 2025 - The project gladys PPA agreement drafts completed. August 2025 - Planning activities are underway. Q1 2025 - Soluna announced plans to build a wind-based data center in northern Texas. | Project work on Schedule | 1 | Not Funded / Unconfirmed | Private | Soluna Holdings Inc
214487 | 214487 | 2026-02-22 22:16 | CtrlS – Chandanvelly AI Data Center – Telangana | CtrlS – Chandanvelly AI Data Center – Telangana | https://construction.globaldata.com/Projects/Overview/214487 | Execution | Parent | 1156 | 2024 Q4 | 2025 Q3 | 2028 Q4 | Asia-Pacific | India | Telangana | Hyderabad | Chandenvally Industrial Park, Hayathabad - Shahabad Road. | 509217 | Commercial & Leisure | Data Center | Data Center |  |  | New | Onshore | CtrlS Datacenters Ltd (CtrlS) is planning to build a tier IV hyperscale AI data center at Chandanvelly Industrial Park in Hyderabad, Telangana, India. The project involves the construction of a six-building data center campus with a total consumption capacity of 612MW and 5,101 racks on 16.18ha of land. It includes the construction of server rooms, a Gas Insulated Substation (GIS), administrative space, parking spaces, storage spaces, the installation of cooling infrastructure, routers, transformers and generators, and safety and security systems. It is being developed in multiple phases. The first phase includes the construction of a 250MW data center. The project will incorporate renewable energy sources (solar, wind, hydro). It will utilise free air-cooling, direct liquid cooling, and immersion cooling systems. It also features a dedicated Gas Insulated Substation (GIS) with an expandable capacity of up to 900 MW. Construction commenced in September 2025, with the first phase anticipated to be operational by the first quarter of 2028. | 17.1975 | 78.1664 | The project involves the construction of an artificial intelligence (AI) data center with a consumption capacity of 600MW on 16.18ha of land at Chandanvelly Industrial Park in Hyderabad, Telangana, India. The US$1,156 million project includes the following: 1. Construction of server rooms 2. Construction of a Gas Insulated Substation (GIS) 3. Construction of administrative space 4. Construction of parking spaces 5. Construction of storage spaces 6. Installation of the cooling system 7. Installation of routers 8. Installation of transformers and generators 9. Installation of safety and security systems | Hyperscale Data Center; Tier 4 Data Center |  |  | February 2026 - Construction works are underway. September 2025 - Construction works commenced on the first phase. April 2025 - Planning activities are underway. January 2025 - CtrlS Datacenters Ltd announced a plan to build a data center in Hyderabad. | Project work on Schedule | 1 | Not Funded / Unconfirmed | Private | CtrlS Datacenters Ltd
471921 | 471912 | 2026-02-22 18:15 | Bandera Ventures/ Skybox Datacenters – PowerCampus Dallas: Phase I – Texas | Bandera Ventures/ Skybox Datacenters – PowerCampus Dallas – Texas | https://construction.globaldata.com/Projects/Overview/471921 | Execution | Sub | 85 | 2023 Q4 | 2024 Q2 | 2026 Q2 | North America | United States | Texas | Lancaster | Situated at South Dallas Avenue and Old Red Oak Road | 75146 | Commercial & Leisure | Data Center | Data Center |  |  | New | Onshore | Skybox Datacenters LLC, in partnership with Bandera Ventures and Principal Asset Management, is undertaking the construction of a tier III hyperscale data center in Lancaster, Texas, the US. The project involves the construction of a 25,167m2 data center. It also includes the construction of office space, server rooms, meeting rooms, parking facilities, installation of an on-site substation, and safety and security systems. The project is committed to operating on 100% renewable energy from Oncor Electric. Cooling is achieved through high-efficiency, air-cooled chillers, optimising energy performance while maintaining operational reliability. It is being designed to achieve LEED certification. Corgan Associates Inc. has been appointed as an architect, Peinado Construction as a contractor, BGE as a consulting engineer, AG&E as a civil engineer, and Syska Hennessy Group as an MEP consultant. In June 2024, a groundbreaking ceremony was held, marking the start of construction and are scheduled to be completed by the second quarter of 2026. | 32.5791 | -96.7567 | The project involves the construction of a 25,167m2 hyperscale data center campus in Lancaster, Texas, the US. The US$85 million project includes the following: 1. Construction of an office space 2. Construction of server rooms 3. Construction of meeting rooms 4. Construction of parking facilities 5. Installation of an on-site substation 6. Installation of safety and security systems | Hyperscale Data Center; LEED; Tier 3 Data Center |  |  | February 2026 - Construction works are nearing completion. August 2025 - Construction works are underway. November 2024 - Construction works are underway. June 2024 - A groundbreaking ceremony was held to mark the start of construction. Q4 2023 - Skybox Datacenters announced plans to build a data center in Texas. | Project work on Schedule | 1 | Not Funded / Unconfirmed | Private | Bandera Ventures;Critical Project Services;Skybox Datacenters Inc | Peinado Construction | Corgan Associates Inc | AG&E Structural Engenuity;BGE - Brown & Gay Engineers;Syska Hennessy Group Inc
471912 | 471912 | 2026-02-22 18:15 | Bandera Ventures/ Skybox Datacenters – PowerCampus Dallas – Texas | Bandera Ventures/ Skybox Datacenters – PowerCampus Dallas – Texas | https://construction.globaldata.com/Projects/Overview/471912 | Execution | Parent | 350 | 2023 Q4 | 2024 Q2 | 2028 Q4 | North America | United States | Texas | Lancaster | Situated at South Dallas Avenue and Old Red Oak Road | 75146 | Commercial & Leisure | Data Center | Data Center |  |  | New | Onshore | Skybox Datacenters LLC, in partnership with Bandera Ventures and Principal Asset Management, is undertaking the construction of a tier III hyperscale data center in Lancaster, Texas, the US. The project involves the construction of a 92,903 m2, three-building data center campus with a power consumption capacity of 300 MW. It also includes the construction of office space, server rooms, meeting rooms, parking facilities, an on-site substation, and safety and security systems. it wil be developed in three phases. The US$85 million first phase of the project includes the construction of a 25,167m2 building. The project is committed to operating on 100% renewable energy from Oncor Electric. Cooling is achieved through high-efficiency, air-cooled chillers, optimising energy performance while maintaining operational reliability. It is being designed to achieve LEED certification. Corgan Associates Inc. has been appointed as an architect, Peinado Construction as a contractor, BGE as a consulting engineer, AG&E as a civil engineer, and Syska Hennessy Group as an MEP consultant. In June 2024, a groundbreaking ceremony was held, marking the start of construction on the first phase and are scheduled to be completed by the second quarter of 2026. | 32.5791 | -96.7567 | The project involves the construction of a 92,903m2 hyperscale data center campus on 46.5ha of land with a consumption capacity of 300 MW in Lancaster, Texas, the US. The US$350 million project includes the following: 1. Construction of three data center buildings 2. Construction of data halls 3. Construction of an office space 4. Construction of server rooms 5. Construction of meeting rooms 6. Construction of parking facilities 7. Installation of an on-site substation 8. Installation of safety and security systems | Heating, ventilation and air conditioning (HVAC); Hyperscale Data Center; LEED; Tier 3 Data Center |  |  | February 2026 - Construction works are nearing completion on Building I. August 2025 - Construction works are underway. November 2024 - Construction works are underway. June 2024 - A groundbreaking ceremony was held to mark the start of construction. October 2023 - Skybox Datacenters announced plans to build a data center in Texas. | Project work on Schedule | 1 | Not Funded / Unconfirmed | Private | Bandera Ventures;Critical Project Services;Skybox Datacenters Inc | Peinado Construction | Corgan Associates Inc | AG&E Structural Engenuity;BGE - Brown & Gay Engineers;Syska Hennessy Group Inc
212842 | 212842 | 2026-02-22 17:38 | NPCI – Hyderabad Tier-IV Smart Data Center – Telangana | NPCI – Hyderabad Tier-IV Smart Data Center – Telangana | https://construction.globaldata.com/Projects/Overview/212842 | Construction Complete | Parent | 70 | 2017 Q1 | 2020 Q3 | 2024 Q1 | Asia-Pacific | India | Telangana | Hyderabad | Narsingi Village | 500075 | Commercial & Leisure | Data Center | Data Center |  |  | New | Onshore | National Payments Corporation of India (NPCI) has undertaken the construction of a Tier-IV enterprise data center in Hyderabad, Telangana, India. The project involved the construction of a 23,226m2, six-story data center on 3.2ha of land. It included the construction of a 500-rack server room, meeting rooms, an administrative space, parking and related facilities, and the installation of equipment. It utilises diesel generator sets, uninterruptible power supply (UPS) systems, batteries, and inverters to ensure an uninterrupted power supply. It utlises air based cooling system. Larsen & Toubro (L&T) has been appointed as a turnkey contractor for the project. SESIPL is the electrical subcontractor, and Bluebox is the cooling technology provider. In July 2020, a foundation stone was laid, and construction works were completed in January 2024. | 17.401 | 78.3478 | The project involved the construction of a 23,226m2, six-story enterprise data center on 3.2ha of land in Hyderabad, Telangana, India. The US$70 million project included the following: 1. Construction of a 500-rack server room 2. Construction of meeting rooms 3. Construction of an administrative space 4. Construction of parking facilities 5. Installation of equipment | Enterprise Data Center; Tier 4 Data Center |  |  | January 2024 - Construction works completed. October 2023 - Construction activities are underway. January 2023 - Construction activities are underway. October 2021 - Construction activities are underway. May 2021 - Construction works are underway. February 2021 - Pre-construction activities are underway. September 2020 - Pre-construction activities are underway. July 08, 2020 - A foundation stone was laid. January 2020 - Planning activities are underway. May 2019 - Planning activities are underway. April 2019 - NPCI has invited bids for selection of Liaisoning Consultant (LC). January 2019 - Planning activities are underway. December 2018 - NPCI issued RFP for supply, implementation, maintenance and support of Data Loss Prevention Solution. June 2018 - NPCI issued RFP for selection of CMC. April 2018 - Planning activities are underway. February 2018 - NPCI issued Request for Quotation for Selection of structural design consultant for construction. September 05, 2017 - There has been no further update reported for this project. Q1 2017 - Planning activities are underway. Q1 2017 - NPCI announced plans to build a data center in Hyderabad. | Construction Completed | 5 | Not Funded / Unconfirmed | Private | National Payments Corporation of India | Larsen & Toubro Ltd |  | Swegon Blue Box Pvt Ltd
525878 | 525878 | 2026-02-20 17:43 | NorthC Group/ UptownBasel – UptownBasel Data Center – Basel-Landschaft | NorthC Group/ UptownBasel – UptownBasel Data Center – Basel-Landschaft | https://construction.globaldata.com/Projects/Overview/525878 | Execution | Parent | 35 | 2022 Q4 | 2025 Q4 | 2027 Q2 | Europe | Switzerland | Basel-Landschaft |  | Schorenweg 10 | 4144 | Commercial & Leisure | Data Center | Data Center |  |  | New | Onshore | NorthC Schweiz AG, a subsidiary of NorthC Group BV and UptownBasel AG, is constructing a data center complex at the UptownBasel Innovation Campus in Arlesheim, Basel, Switzerland. The project will be developed in phases. Phase I includes the construction of a data center for artificial intelligence (AI), quantum computing, diagnostics, and personalized medicine applications, with a power consumption capacity of 5.5MW on a 0.25ha area, administrative facilities, and parking facilities, and the installation of backup power systems with an emergency generator system and power-related facilities. The project will be powered entirely by 100% renewable energy, and the backup power systems will run on green diesel. In the third quarter of 2025, NorthC signed an agreement to build a new regional data center with uptownBasel. NorthC will design, build, and operate a dedicated data center. The project will enable the reuse of waste heat for residential heating and ensure sustainable usage of energy. Gruner AG has been appointed as the structural engineer, Fankhauser Arealentwicklungen AG as the planner, and Etavis AG as the electricity supply contractor. | 47.5067 | 7.6095 | The project involves the construction of a data center complex at the UptownBasel Innovation Campus in Arlesheim, Basel, Switzerland. The US$35 million project includes the following: 1. Construction of a data center for artificial intelligence (AI), quantum computing, diagnostics, and personalized medicine applications, with a power consumption capacity of 5.5MW on a 2,500m2 area 2. Construction of administrative facilities 4. Construction of parking facilities 5. Installation of backup power systems with an emergency generator system 5. Installation of power-related facilities | Emergency power/Backup power; Green data center |  |  | February 2026 - Construction activities are underway. December 2025 - Construction work commenced. September 2025 - NorthC signed a contract to build a regional data center at the UptownBasel innovation campus in Arlesheim with UptownBasel AG. November 2022 - NorthC announced plans to construct a data center in Arlesheim. | Project work on Schedule | 1 | Not Funded / Unconfirmed | Private | NorthC Group BV;UptownBasel AG |  |  | Gruner AG
510683 | 510683 | 2026-02-20 17:20 | Grind Capital – 1751 Bells Ferry Road Data Center Campus – Georgia | Grind Capital – 1751 Bells Ferry Road Data Center Campus – Georgia | https://construction.globaldata.com/Projects/Overview/510683 | Planning | Parent | 400 | 2024 Q4 | 2026 Q4 | 2028 Q4 | North America | United States | Georgia | Marietta | 1751 Bells Ferry Road. | 30066 | Commercial & Leisure | Data Center | Data Center |  | High | New | Onshore | MMM Acquisitions LLC, an affiliate of Grind Capital Group (Grind Capital) announced plans to build a hyperscale data center campus in Marietta, Georgia, the US. The project involves the construction of a 32,256m2 data center campus with a capacity of 108MW on 12.7ha of land. It includes the construction of data halls, office space, loading docks, and parking facilities, a 16,187m2 substation and the installation of power backup systems, safety and security systems. The facility will utilise a closed loop water cooling system and electricity will be supplied by Marietta Power. The project will support the requirements of high-performance computing infrastructure. The project will be developed in two buildings: The Building I includes the construction of a 19,844m2, two-story data center with a power consumption capacity of 72MW. The Building II includes the construction of a 12,411m2, two-story data center with a power consumption capacity of 36MW. | 33.9942 | -84.5562 | The project involves the construction of a 32,256m2 data center campus with a capacity of 108MW on 12.7ha of land in Marietta, Georgia, the US. The US$400 million project includes the following: 1. Construction of data halls 2. Construction of office space 3. Construction of loading docks 4. Construction of parking facilities 5. Construction of a 16,187m2 substation 6. Installation of power backup systems 7. Installation of safety and security systems | Heating, ventilation and air conditioning (HVAC); Hyperscale Data Center |  |  | February 2026 - A public consultation was held. July 2025 - The project received zoning approvals from Marietta City Council. December 01, 2024 - Grind Capital announced plans to build data center campus in Marietta. | Project work on Schedule | 1 | Not Funded / Unconfirmed | Private | Grind Capital Group
508990 | 510683 | 2026-02-20 17:13 | Grind Capital – 1751 Bells Ferry Road Data Center Campus : Building I – Georgia | Grind Capital – 1751 Bells Ferry Road Data Center Campus – Georgia | https://construction.globaldata.com/Projects/Overview/508990 | Planning | Sub | 250 | 2024 Q4 | 2026 Q4 | 2028 Q4 | North America | United States | Georgia | Marietta | 1751 Bells Ferry Road. | 30066 | Commercial & Leisure | Data Center | Data Center |  | Medium | New | Onshore | MMM Acquisitions LLC, an affiliate of Grind Capital Group (Grind Capital) announced plans to build a hyperscale data center in Marietta, Georgia, the US. The project involves the construction of a 19,844m2 two-storey data center with a power consumption capacity of 72MW . It includes the construction of data halls, office space, loading docks, and parking facilities, a substation and the installation of power backup systems, safety and security systems. The facility will utilise a closed loop water cooling system and electricity will be supplied by Marietta Power. The project aims to support the requirements of high-performance computing infrastructure. | 33.9942 | -84.5562 | The project involves the construction of a 19,844m2 two-storey data center with a power consumption capacity of 72MW in Marietta, Georgia, the US. The US$250 million project includes the following: 1. Construction of data halls 2. Construction of office space 3. Construction of loading docks 4. Construction of parking facilities 5. Construction of a substation 6. Installation of power backup systems 7. Installation of safety and security systems | Heating, ventilation and air conditioning (HVAC); Hyperscale Data Center |  |  | February 2026 - A public consultation was held. July 2025 - The project received zoning approvals from Marietta City Council. Q4 2023 - Grind Capital announced plans to build data center campus in Marietta. | Project work on Schedule | 1 | Not Funded / Unconfirmed | Private | Grind Capital Group
509133 | 510683 | 2026-02-20 17:13 | Grind Capital – 1751 Bells Ferry Road Data Center Campus : Building II – Georgia | Grind Capital – 1751 Bells Ferry Road Data Center Campus – Georgia | https://construction.globaldata.com/Projects/Overview/509133 | Planning | Sub | 150 | 2024 Q4 | 2026 Q4 | 2028 Q4 | North America | United States | Georgia | Marietta | 1751 Bells Ferry Road. | 30066 | Commercial & Leisure | Data Center | Data Center |  | High | New | Onshore | MMM Acquisitions LLC, an affiliate of Grind Capital Group (Grind Capital) announced plans to build a hyperscale data center in Marietta, Georgia, the US. The project involves the construction of a 12,411m2 two-storey data center with a power consumption capacity of 36MW. It includes the construction of data halls, office space, loading docks, and parking facilities, a substation and the installation of power backup systems, safety and security systems. The facility will utilise a closed loop cooling system and electricity will be supplied by Marietta Power. The project will support the requirements of high-performance computing infrastructure. | 33.9942 | -84.5562 | The project involves the construction of a 12,411m2 two-storey data center with a power consumption capacity of 36MW in Marietta, Georgia, the US. The US$150 million project includes the following: 1. Construction of data halls 2. Construction of office space 3. Construction of loading docks 4. Construction of parking facilities 5. Construction of a substation 6. Installation of power backup systems 7. Installation of safety and security systems | Heating, ventilation and air conditioning (HVAC); Hyperscale Data Center |  |  | February 2026 - A public consultation was held. July 2025 - The project received zoning approvals from Marietta City Council. Q4 2024 - Grind Capital announced plans to build data center campus in Marietta. | Project work on Schedule | 1 | Not Funded / Unconfirmed | Private | Grind Capital Group
538122 | 538122 | 2026-02-20 16:29 | Tract – Altoona Data Center Campus – Iowa | Tract – Altoona Data Center Campus – Iowa | https://construction.globaldata.com/Projects/Overview/538122 | Planning | Parent | 3000 | 2025 Q1 | 2027 Q3 | 2032 Q4 | North America | United States | Iowa | Des Moines | NE 62nd Avenue and 70th Avenue | 50009 | Commercial & Leisure | Data Center | Data Center |  | Medium | New | Onshore | Tract is planning to undertake the construction of a hyperscale data center in Altoona, Iowa, the US. The project involves the construction of a data center with a consumption capacity of 1,000MW on 183.3ha of land. It includes the construction of data halls, meet-me rooms, server rooms, a substation, a parking facility and the installation of generators and uninterruptible power supply (UPS) units, cooling systems and safety and security systems. It is equipped with reliable uninterruptible power supply (UPS) units and generators for backup power systems. It also features an advanced cooling system, ensuring optimal performance and efficiency with maximum reliability. | 41.6005 | -93.6091 | The project involves the construction of a data center with a consumption capacity of 1,000MW on 183.3ha of land in Altoona, Iowa, the US. The US$3000 million project includes the following: 1. Construction of data halls 2. Construction of meet-me rooms 3. Construction of server rooms 4. Construction of a substation 5. Construction of a parking facility 6. Installation of generators and uninterruptible power supply (UPS) units 7. Installation of the cooling system 8. Installation of safety and security systems | Heating, ventilation and air conditioning (HVAC); Hyperscale Data Center |  |  | February 2026 - Planning activities are underway. September 2025 - Planning activities are underway. Q1 2025 - Tract is planning to build a data center in Altoona. | No Major Development | 0 | Not Funded / Unconfirmed | Private | Tract
504412 | 504412 | 2026-02-20 16:28 | DayOne DC – SG1 Data Center – Singapore | DayOne DC – SG1 Data Center – Singapore | https://construction.globaldata.com/Projects/Overview/504412 | Execution | Parent | 100 | 2023 Q4 | 2025 Q3 | 2027 Q4 | Asia-Pacific | Singapore |  |  | 21 Jalan Buroh | 619478 | Commercial & Leisure | Data Center | Data Center |  |  | Redevelopment | Onshore | DayOne Data Centers Singapore Pte Ltd (DayOne) is constructing a hyperscale data center at 21 Jalan Buroh in Singapore. It includes the construction of a 40,000m2 data center with a capacity of 20MW. It includes the construction of server rooms, data halls, office space, parking facilities, and the installation of equipment, safety, and security systems. It will be developed in multiple phases. GDS purchased the site for US$86 million, marking their first international data center in Singapore. The project aims to redevelop a warehouse into a data center in order to meet the growing demand for High-Performance Computing (HPC), cloud, and Artificial Intelligence (AI) services in the country. In September 2024, SK Ecoplant was awarded a contract to supply and install solid oxide fuel cells (SOFC) for the power supply system. SK Ecoplant is responsible for the entire engineering, procurement, and construction (EPC) work for the fuel cell package. In January 2025, GDS Holdings was renamed DayOne. DayOne signed a 10-year Power Purchase Agreement (PPA) with Sembcorp Power to operate the facility entirely on renewable energy. The project has been designed to meet the requirements for LEED (Leadership in Energy and Environmental Design) Platinum certification and BCA Green Mark Platinum certification. In July 2025, a groundbreaking ceremony was held marking the start of construction works, with the first phase expected to be completed by the fourth quarter of 2026, and the data center will be fully operational by 2027. | 1.3149 | 103.7018 | The project involves the construction of a 40,000m2 data center with a capacity of 20MW in Singapore. The US$100 million project includes the following; 1. Construction of server rooms 2. Construction data halls 3. Construction of office space 4. Construction of parking facilities 5. Installation of equipment 6. Installation of safety and security systems | Green data center; Green Mark; Hyperscale Data Center; LEED |  |  | February 2026 - Construction activities are underway. September 2025 - Construction activities are underway. July 2025 - A groundbreaking ceremony was held marking the start of construction works. September 2024 - SK Ecoplant was appointed as the EPC contractor for the SOFC package. May 2024 - Project is in early stages of development. Q4 2023 - GDS Holdings announced plans for the construction of a data center in Singapore. | Project work on Schedule | 1 | Not Funded / Unconfirmed | Private | DayOne Data Centers Singapore Pte Ltd | SK Ecoplant Co Ltd
474646 | 513053 | 2026-02-20 16:10 | Rowan Digital – Quantum Frederick Data Center Park: Bauxite III – Maryland | Rowan Digital – Quantum Frederick Data Center Park – Maryland | https://construction.globaldata.com/Projects/Overview/474646 | Planning | Sub | 300 | 2024 Q2 | 2027 Q2 | 2028 Q4 | North America | United States | Maryland |  | Quantum Loophole’s site, Frederick County |  | Commercial & Leisure | Data Center | Data Center |  | Medium | New | Onshore | Rowan Digital Infrastructure is planning to construct a hyperscale Bauxite III Data center in Maryland, the US. The project involves building a 54,990m2 data center with a consumption capacity of 176MW on 36ha of land. It includes constructing server rooms, meeting rooms, data halls, parking facilities, and installation of cooling system, and safety and security systems. In December 2024, Frederick County Planning Commission approved the site plans. Caterpillar Corporate has been appointed as a generation supply contractor, and Hr&A Advisors Inc as a consultant. | 39.4697 | -77.7216 | The project involves building a 54,990m2 data center on 36ha of land in Frederick County, Maryland, the US. The US$300 million project includes the following: 1. Construction of three buildings 2. Construction of meeting rooms 3. Construction of data halls 4. Construction of parking facilities 5. Installation of the cooling system 6. Installation of safety and security systems | Heating, ventilation and air conditioning (HVAC); Hyperscale Data Center |  |  | February 2026 - Planning activities are underway. December 2024 - The project secured planning approvals from the Frederick County Planning Commission. Q2 2024 - Rowan Digital Infrastructure announced plans to build a data center in Frederick County. | No Major Development | 0 | Not Funded / Unconfirmed | Private | Rowan Digital Infrastructure Pty Ltd |  |  | Caterpillar Corporate;Hr&A Advisors Inc;Trinity Consultants Inc
513051 | 513053 | 2026-02-20 16:07 | Rowan Digital – Quantum Frederick Data Center Park: Bauxite I – Maryland | Rowan Digital – Quantum Frederick Data Center Park – Maryland | https://construction.globaldata.com/Projects/Overview/513051 | Execution | Sub | 1000 | 2023 Q4 | 2024 Q1 | 2026 Q4 | North America | United States | Maryland | Frederick | Mountville Rd & Ballenger Creek Pike |  | Commercial & Leisure | Data Center | Data Center |  |  | New | Onshore | Rowan Digital is planning to construct a hyperscale data center in Maryland, the US. The project involves the construction of a 72,200m2 data center with a capacity of 300MW on 61ha of land. It includes the four buildings, server rooms, an administrative space, parking facilities, and the installation of equipment and safety and security systems. Caterpillar Corporate has been appointed as a generation supply contractor, and Hr&A Advisors Inc as a consultant. | 39.3214 | -77.4876 | The project involves the construction of a 72,200m2 data center with a capacity of 300MW on 61ha of land in Frederick, Maryland, the US. The US$1,000 million project includes the following: 1. Construction of four buildings 2. Construction of server rooms 3. Construction of an administrative space 4. Construction of parking facilities 5. Installation of equipment 6. Installation of safety and security systems | Heating, ventilation and air conditioning (HVAC); Hyperscale Data Center |  |  | February 2026 - Construction works are underway. July 2025 - Construction works are underway. January 2025 - Rowan secured $975 million in funding from MUFG Bank, Ltd. and Sumitomo Mitsui Banking Corporation, and Mizuho, and Bank of Nova Scotia. January 2024 - Rowan Digital secured site plan approvals from frederick county. Q4 2023 - Rowan Digital announced plans to build Rowan Bauxite Idata center in Frederick. | Project work on Schedule | 1 | Partially Funded | Private | Rowan Digital Infrastructure Pty Ltd |  |  | Caterpillar Corporate;Hr&A Advisors Inc;Trinity Consultants Inc
474644 | 513053 | 2026-02-20 16:06 | Rowan Digital – Quantum Frederick Data Center Park: Bauxite II – Maryland | Rowan Digital – Quantum Frederick Data Center Park – Maryland | https://construction.globaldata.com/Projects/Overview/474644 | Design | Sub | 700 | 2024 Q2 | 2026 Q4 | 2028 Q4 | North America | United States | Maryland |  | Quantum Loophole’s site, Frederick County |  | Commercial & Leisure | Data Center | Data Center |  | High | New | Onshore | Rowan Digital Infrastructure plans to construct the Bauxite II hyperscale data center in Maryland, the US. The project involves building a 76,400m2 data center with a consumption capacity of 231MW on 45ha of land. It includes the construction of server rooms, meeting rooms, an administrative space, parking facilities, equipment installation, and safety and security systems. In December 2024, Frederick County Planning Commission approved the site plans. HKS Architects Ltd has been appointed as an architect, and Rodgers Consulting Inc as a consulting engineer, Trinity Consultants Inc as an environmental consultant and Hr&A Advisors Inc as a consultant. | 39.4697 | -77.7216 | The project involves building a 76,400m2 data center with a consumption capacity of 231MW on 45ha of land in Frederick County, Maryland, the US. The US$700 million project includes the following: 1. Construction of server rooms 2. Construction of meeting rooms 3. Construction of an administrative space 4. Construction of parking facilities 5. Installation of equipment 6. Installation of safety and security systems | Heating, ventilation and air conditioning (HVAC); Hyperscale Data Center |  |  | February 2026 - Design activities are underway. October 2025 - Design activities are underway. December 2024 - The project received approvals from the Frederick County Planning Commission. Q2 2024 - Rowan Digital Infrastructure announced plans to build a data center in Frederick County. | No Major Development | 0 | Not Funded / Unconfirmed | Private | Rowan Digital Infrastructure Pty Ltd |  | HKS Architects Ltd | Hr&A Advisors Inc;Rodgers Consulting Inc;Trinity Consultants Inc
513053 | 513053 | 2026-02-20 15:41 | Rowan Digital – Quantum Frederick Data Center Park – Maryland | Rowan Digital – Quantum Frederick Data Center Park – Maryland | https://construction.globaldata.com/Projects/Overview/513053 | Execution | Parent | 2200 | 2023 Q4 | 2024 Q1 | 2035 Q4 | North America | United States | Maryland | Frederick | 3250 Digital Drive | 21703 | Commercial & Leisure | Data Center | Data Center |  |  | New | Onshore | Rowan Digital Infrastructure Pty Ltd are undertaking the construction of a hyperscale, tier IV data center at 3250 digital drive in Frederick, Maryland, the US. The project involves the construction of a 707MW data center, comprising four buildings on 152ha of land. It includes the construction of server rooms, meeting rooms, an administrative space, parking facilities, and the installation of generators and safety and security systems. It consists of four buildings: Bauxite I, Bauxite II, and Bauxite III. Amazon Web Services Inc will be the tenant for the first buildings. Caterpillar Corporate has been appointed as a generation supply contractor, and Hr&A Advisors Inc as a consultant. In September, Rowan secured US$1,200 million in financing to fund the project. The site (Frederick, Maryland) was once home to the Alcoa Eastalco Works aluminium smelter, which was sold to Quantum Loophole and TPG in 2021 for redevelopment into a modern data centre campus. The entire project is scheduled for completion by 2035. | 39.3245 | -77.4871 | The project involves the construction of a 707MW data center, comprising four buildings on 152ha of land in Frederick, Maryland, the US. The US$2,200 million program includes the following: 1. Construction of server rooms 2. Construction of meeting rooms 3. Construction of an administrative space 4. Construction of parking facilities 5. Installation of generators 6. Installation of safety and security systems | Heating, ventilation and air conditioning (HVAC); Hyperscale Data Center; Tier 4 Data Center |  |  | February 2026 - Construction activities are underway on the first phase. October 2024 - Amazon Web Services (AWS) announced plans to build a data center buildings at Maryland’s Quantum Frederick campus. | Project work on Schedule | 1 | Not Funded / Unconfirmed | Private | Rowan Digital Infrastructure Pty Ltd |  |  | Hr&A Advisors Inc;Trinity Consultants Inc
440587 | 440587 | 2026-02-20 15:07 | GI Manager – 2805 Bowers Avenue Data center – California | GI Manager – 2805 Bowers Avenue Data center – California | https://construction.globaldata.com/Projects/Overview/440587 | Design | Parent | 50 | 2023 Q3 | 2026 Q4 | 2029 Q2 | North America | United States | California | Santa Clara | 2805 Bowers Avenue | 95051 | Commercial & Leisure | Data Center | Data Center | Parking Facilities | High | Redevelopment | Onshore | GI Partners is planning to construct a data center in Santa Clara, California, the US. The project involves the construction of a four-story, 22,675m2 data center with a capacity of 72MW on 2.02ha of land. It includes the construction of a powerhouse, server rooms, control rooms, 12 data halls, an administrative space and 62 parking facilities, the installation of generators and related machinery and equipment, and safety and security systems. Sheehan Nagle Hartray Architects has been appointed as Architect, Southland Industries as mechanical and plumber engineer, Rosendin Electric as an electrical engineer, and HMH Engineering as civil engineer and landscape designer. The project is also known as the Bowers Data Center (BDC) and Bowers Backup Generating Facility (BBGF). | 37.3724 | -121.9765 | The project involves the construction of a four-story, 22,675m2 data center with a capacity of 72MW on 2.02ha of land at 2805 Bowers Avenue, Santa Clara, California, the US. The US$50 million project includes the following: 1. Construction of a powerhouse 2. Construction of server rooms 3. Construction of control rooms 4. Construction of 12 data halls 5. Construction of a substation 6. Construction of an administrative space 7. Construction of 62 parking facilities 8. Installation of generators and related machinery and equipment 9. Installation of safety and security systems | Emergency power/Backup power |  |  | February 2026 - Design activities are underway. August 2025 - Design activities are underway. September 2024 - Design activities are underway. August 27, 2024 - The project received planning approvals from the Santa Clara City Council. June 2024 - Planning activities are underway. March 2024 - The planning officials rejected the zoning request. February 2024 - Planning activities are underway. December 2023 - GI Partners has submitted plans for demolish works. Q3 2023 - GI Partners announced plans to build a data center in Santa Clara. | No Major Development | 0 | Not Funded / Unconfirmed | Private | GI Manager L.P. |  | HMH Engineering;Sheehan Nagle Hartray Architects | HMH Engineering;Rosendin Electric Inc;Southland Industries
505769 | 505769 | 2026-02-20 15:06 | IIJ – Shirai Hyperscale Data Center: Phase III – Chiba | IIJ – Shirai Hyperscale Data Center: Phase III – Chiba | https://construction.globaldata.com/Projects/Overview/505769 | Execution | Parent | 201 | 2025 Q2 | 2025 Q2 | 2026 Q4 | Asia-Pacific | Japan | Chiba | Shiroi | 5 Chome-738-6 Sakuradai, Shiroi City | 270-1412 | Commercial & Leisure | Data Center | Data Center |  |  | Expansion | Onshore | Internet Initiative Japan Inc (IIJ) is undertaking the expansion of a hyperscale data center at 5 Chome-738-6 Sakuradai in Shiroi City, Chiba Prefecture, Japan. The project involves the construction of a data center with a consumption capacity of 10MW on 0.54ha of land. It includes the construction of server rooms, control rooms, an administrative space, storage space, meet-me rooms, and the installation of 1,000 racks, generators, air conditioning and safety and security systems. The facility has been committed to operating on an on-site solar plant and a water cooling system. It will be equipped with a four-wire UPS. In May 2025, the construction works commenced and are to be completed in 2026. | 35.8 | 140.0667 | The project involves the construction of a data center with a consumption capacity of 10MW on 0.54ha of land in Chiba Prefecture, Japan. The US$201 million project included the following: 1. Construction of server rooms 2. Construction of control rooms 3. Construction of an administrative space 4. Construction of storage space 5. Construction of meet-me rooms 6. Installation of generators 7. Installation of 1,000 racks 8. Installation of cooling systems 9. Installation of safety and security systems | Emergency power/Backup power; Hyperscale Data Center |  |  | February 2026 - Construction activities are underway. August 2025 - Construction activities are underway. June 2025 - Construction activities are underway. May 27, 2025 - Ground breaking ceremony was held, marking the start of construction. Q2 2025 - IIJ announced plans to expand its data center in Shiroi City. | Project work on Schedule | 1 | Not Funded / Unconfirmed | Private | Internet Initiative Japan Inc
525891 | 525891 | 2026-02-20 14:48 | Equinix – ML11 Data Center – Lombardy | Equinix – ML11 Data Center – Lombardy | https://construction.globaldata.com/Projects/Overview/525891 | Planning | Parent | 110 | 2024 Q2 | 2027 Q2 | 2029 Q3 | Europe | Italy | Lombardy | Milan | Via Marisa Bellisario, 7 Settimo Milanese | 20019 | Commercial & Leisure | Data Center | Data Center |  | Low | New | Onshore | Equinix Inc is planning to undertake the construction of a Tier IV, colocation data center on a land near the ML7x campus at Via Marisa Bellisario, 7 Settimo Milanese in Milan, Lombardy, Italy. The project involves the construction of a data center with a consumption capacity of 20MW. It includes data halls, office space, conference rooms, break rooms and parking spaces, and the installation of servers and safety and security systems. The project is committed to operating on 100% renewable energy and has a design PUE of 1.3. It will utilize a liquid cooling system with N+1 redundancy. It has N+1 UPS and diesel engine generators for power backup. It is designed to meet ISO 22301, ISO 27001, ISO 45001, ISO 9001, PCI DSS, SOC 1 Type II, SOC 2 Type II, ISO 14001, ISO 50001 and LEED certifications. | 45.4755 | 9.0372 | The project involves the construction of a data center with a consumption capacity of 20MW on a land near the ML7x campus at Via Marisa Bellisario, 7 Settimo Milanese in Milan, Lombardy, Italy. The US$110 million project includes the following: 1. Construction of data halls 2. Construction of a substation 3. Construction of system rooms 4. Construction of break rooms 5. Construction of server rooms 6. Construction of a substation 7. Construction of parking spaces 8. Installation of UPS/generators 9. Installation of servers 10. Installation of safety and security systems | Colocation Data Center; Green data center; Heating, ventilation and air conditioning (HVAC); LEED; Tier 4 Data Center |  |  | February 2026 - Planning activities are underway. August 2025 - The project is in early stage of planning. February 2025 - The project is in early stage of planning. Q2 2024 - Equinix Inc announced plans to build a data center in Italy. | No Major Development | 0 | Not Funded / Unconfirmed | Private | Equinix Inc |  |  | Environmental Resources Management Ltd
559767 | 559767 | 2026-02-20 13:18 | Withey Morris – 491st Avenue and Thomas Road Data Center – Arizona | Withey Morris – 491st Avenue and Thomas Road Data Center – Arizona | https://construction.globaldata.com/Projects/Overview/559767 | Planning | Parent | 1500 | 2025 Q4 | 2027 Q4 | 2030 Q4 | North America | United States | Arizona | Phoenix | 491st Avenue and Thomas Road | AZ 85354 | Commercial & Leisure | Data Center | Data Center |  | Medium | New | Onshore | Withey Morris Plc is planning to build at the northeast corner of 491st Avenue and Thomas Road, outside Tonopah, to the west of Phoenix, Arizona, the US. The project involves the construction of a 209,030m2 data center campus on 258ha of land. It includes nine 23,225m2 data center buildings. It includes the construction of data halls, substations, a battery storage system, server rooms, meet-me rooms, administrative space and parking spaces, and the installation of racks, generators/UPS and safety and security systems. Colliers International USA LLC has been appointed as the civil engineer for the project. In November 2025, Withey Morris Plc submitted a rezoning planning application to the Maricopa County Board of Supervisors and secured approval in January 2026. | 33.4739 | -113.1108 | The project involves the construction of a 209,030m2 data center campus on 258ha of land at the northeast corner of 491st Avenue and Thomas Road, outside Tonopah, to the west of Phoenix, Arizona, the US. The US$1,500 million project includes the following: 1. Construction of data halls 2. Construction of substations 3. Construction of a battery storage system 4. Construction of server rooms 5. Construction of meet-me rooms 6. Construction of administrative space 7. Construction of parking spaces 8. Installation of racks 9. Installation of generators/UPS 10. Installation of safety and security systems |  |  |  | February 2026 - Grandilla Arizona Inc. and Foot Creek Corporation secured rezoning approvals from the Maricopa County Board of Supervisors. Q3 2025 - Grandilla Arizona Inc. and Foot Creek Corporation announced plans to build a data center in Arizona. | Project work on Schedule | 1 | Not Funded / Unconfirmed | Private | Withey Morris Plc |  |  | Colliers International USA LLC;Withey Morris Plc
558869 | 558869 | 2026-02-20 13:03 | Private Dev – 2226 Airport Drive Data Center – Texas | Private Dev – 2226 Airport Drive Data Center – Texas | https://construction.globaldata.com/Projects/Overview/558869 | Planning | Parent | 1180 | 2025 Q4 | 2028 Q1 | 2030 Q4 | North America | United States | Texas | Wichita Falls | 2226 Airport Drive | TX 76306 | Commercial & Leisure | Data Center | Data Center |  | Medium | New | Onshore | A private developer, Brad Altman, is planning to build a data center at 2100 & 2226 Airport Drive in Wichita Falls, Texas, the US. The project involves the construction of a 125,419m2 data center campus on 39.65ha of land. It will comprise nine data center buildings, each with a two-story and 13935m2 floor area. It includes the construction of data halls, a substation, server rooms, meet-me rooms, administrative spaces and parking spaces, and the installation of racks, generator/UPS amd safety and security systems. The facility will utilize a closed-loop water cooling system. In February, Brad Altman secured a rezoning approval from the Planning and Zoning Commission. | 33.9548 | -98.5227 | The project involves the construction of a 125,419m2 data center campus on 39.65ha of land at 2100 & 2226 Airport Drive in Wichita Falls, Texas, the US. The US$1,180 million project includes the following: 1. Construction of data halls 2. Construction of a substation 3. Construction of server rooms 4. Construction of meet-me rooms 5. Construction of administrative spaces 6. Construction of parking spaces 7. Installation of racks 8. Instalaltion of generator/UPS 9. Installation of safety and security systems |  |  |  | February 2026 - The Planning and Zoning Commission approved a rezoning application. Q4 2025 - Brad Altman announced plans to build a data center in Wichita Falls. | Project work on Schedule | 1 | Not Funded / Unconfirmed | Private | Private Developer
539192 | 539192 | 2026-02-20 10:42 | Avito – Moscow Region Data Center 5MW – Moscow Oblast | Avito – Moscow Region Data Center 5MW – Moscow Oblast | https://construction.globaldata.com/Projects/Overview/539192 | Tender | Parent | 191 | 2024 Q3 | 2027 Q1 | 2028 Q4 | Europe | Russia | Moscow Oblast | Domodedovo |  |  | Commercial & Leisure | Data Center | Data Center |  | Medium | New | Onshore | Avito is planning to build a data center in the Moscow Region, Russia. The project involves the construction of a 5MW data center, server rooms, meeting rooms, an administrative space, parking and related facilities, and the installation of equipment. The project might be expanded to 20MW in the future. | 55.4413 | 37.7537 | The project involves the construction of a 5MW data center in Moscow Region, Russia. The US$191 million project includes the following: 1. Construction of server rooms 2. Construction of meeting rooms 3. Construction of an administrative space 4. Construction of parking facilities 5. Construction of related facilities 6. Installation of equipment |  |  |  | February 2026 - A discussion is underway for the selection of a general contractor. September 2025 - A discussion is underway for the selection of a general contractor. March 2025 - A tender was announced for the selection of a contractor for the development of working documentation but the results were not announced. Q3 2024 - Avito announced plans for the construction of a data center in Moscow Region, Russia. | Project work on Schedule | 1 | Not Funded / Unconfirmed | Private | Avito AS
413340 | 413301 | 2026-02-20 06:36 | Shanghang Tech – Huailai Shangyun Big Data Center: Phase I – Hebei | Shanghang Tech – Huailai Shangyun Big Data Center – Hebei | https://construction.globaldata.com/Projects/Overview/413340 | Execution | Sub | 490 | 2022 Q2 | 2023 Q2 | 2026 Q4 | Asia-Pacific | China | Hebei | Zhangjiakou | Huailai County |  | Commercial & Leisure | Data Center | Data Center |  |  | New | Onshore | Shanghang Technology (ST) is constructing a data center in Huailai County, Zhangjiakou, Hebei, China. The project involves the construction of a data center on a 4ha site. It also includes the construction of data rooms, laboratories, R&D and production buildings, industrial buildings, living service supporting facilities, an administrative space, and parking facilities and the installation of cooling systems, lighting, and safety equipment. Construction activities are being undertaken by Hebei Construction Group Corp Ltd. | 40.4154 | 115.5178 | The project involves the construction of a data center on a 4ha site in Huailai County, Zhangjiakou, Hebei, China. The US$490 million project includes the following: 1. Construction of data rooms 2. Construction of laboratories 3. Construction of Research and Development (R&D) and production buildings 4. Construction of industrial buildings 5. Construction of living service supporting facilities 6. Construction of an administrative space 7. Construction of parking facilities 8. Installation of cooling systems 9. Installation of lighting and safety systems | Heating, ventilation and air conditioning (HVAC) | A data center is being developed in Huailai County, Zhangjiakou, Hebei. The new data center will enhance the level of internet support services and provide a comprehensive data solution that helps to enable business solutions. |  | February 2026 - Construction activities are underway. April 2025 - Construction activities are underway. May 2024 - Construction activities are underway. December 2023 - Construction activities are underway. July 2023 - Construction activities are underway. April 2023 - Construction commenced. Q2 2022 - HT announced plans to build a data center in Huailai County, Zhangjiakou, Hebei. | Project work on Schedule | 1 | Not Funded / Unconfirmed | Private | Shanghang Technology | Hebei Construction Group Corp Ltd
413301 | 413301 | 2026-02-20 06:33 | Shanghang Tech – Huailai Shangyun Big Data Center – Hebei | Shanghang Tech – Huailai Shangyun Big Data Center – Hebei | https://construction.globaldata.com/Projects/Overview/413301 | Execution | Parent | 835 | 2022 Q2 | 2023 Q2 | 2026 Q4 | Asia-Pacific | China | Hebei | Zhangjiakou | Huailai County |  | Commercial & Leisure | Data Center | Data Center |  |  | New | Onshore | Shanghang Technology (ST) is constructing a data center in Huailai County, Zhangjiakou, Hebei, China. The project involves the construction of a data center on a 13.3ha site. It also includes the construction of data rooms, laboratories, R&D and production buildings, industrial buildings, living service supporting facilities, an administrative space, and parking facilities and the installation of cooling systems, lighting, and safety equipment. The project is being developed in phases. Phase I involves the construction of a data center on a 4ha site. Construction activities are being undertaken by Hebei Construction Group Corp Ltd. | 40.4154 | 115.5178 | The project involves the construction of a data center in Huailai County, Zhangjiakou, Hebei, China. The US$835 million project includes the following: 1. Construction of data rooms 2. Construction of laboratories 3. Construction of Research and Development (R&D) and production buildings 4. Construction of industrial buildings 5. Construction of living service supporting facilities 6. Construction of an administrative space 7. Construction of parking facilities 8. Installation of cooling systems 9. Installation of lighting and safety systems | Heating, ventilation and air conditioning (HVAC) | A data center is being developed in Huailai County, Zhangjiakou, Hebei. |  | February 2026 - Construction activities are underway. April 2025 - Construction activities are underway. May 2024 - Construction activities are underway. December 2023 - Construction activities are underway. July 2023 - Construction activities are underway. April 2023 - Construction commenced. Q2 2022 - HT announced plans to build a data center in Huailai County, Zhangjiakou, Hebei. | Project work on Schedule | 1 | Not Funded / Unconfirmed | Private | Shanghang Technology | Hebei Construction Group Corp Ltd
512586 | 512586 | 2026-02-20 04:14 | Equinix – SV18 Data Center – California | Equinix – SV18 Data Center – California | https://construction.globaldata.com/Projects/Overview/512586 | Execution | Parent | 440 | 2019 Q4 | 2024 Q3 | 2027 Q2 | North America | United States | California | San Jose | 123, 127, and 131 Great Oaks Boulevard | 95119 | Commercial & Leisure | Data Center | Data Center |  |  | New | Onshore | Equinix is undertaking the construction of a colocation data center in San Jose, California, the US. The project involves the construction of a 14,734m2, 99MW, three, two-story data center buildings on 7.28ha of land. It includes the construction of server rooms, eight data halls with 3,744 server cabinets, an administrative space, an office space, installation of 36, 3.25-MW diesel fired generators, elevators, and safety and security systems. The Phase I includes 2100 cabinets and is scheduled to be completed by second quarter of 2026. The phase II includes 850 cabinets and is scheduled to be completed by second quarter of 2027. JTM Construction Group has been appointed as the contractor, Paradigm Structural Engineers as the structural engineer, Sheehan, Nagle, Hartray Architects as the architect, Graywolf as the design consultant, and UES as the geotechnical consultant. It aims to achieve LEED Certification. Construction of the total project is scheduled to be completed in the second quarter of 2027. | 37.2332 | -121.7808 | The project involves the construction of a 14,734m2, 99MW, three, two-story colocation data center buildings on 7.28ha of land in San Jose, California, the US. The US$440 million project includes the following: 1. Construction of server rooms 2. Construction of eight data halls with 3,744 server cabinets 3. Construction of an administrative space 4. Construction of an office space 5. Installation of 36, 3.25-MW diesel-fired generators 6. Installation of elevators 7. Installation of safety and security systems | Colocation Data Center; Elevator; Heating, ventilation and air conditioning (HVAC); LEED |  |  | February 2026 - Construction activities are underway. July 2025 - Construction activities are underway. December 2024 - Construction activities are underway. December 2023 - Planning activities are underway. July 2022 - Planning activities are underway. July 2021 - Final Environmental Impact Report was filed. November 2020 - A public scoping meeting was held. Q4 2019 - Equinix announced plans to build a data center in San Jose. | Project work on Schedule | 1 | Not Funded / Unconfirmed | Private | Equinix Inc | JTM Construction Group Inc | GrayWolf Industrial Inc;Sheehan Nagle Hartray Architects | Paradigm Structural Engineers Inc;Universal Engineering Sciences LLC
509565 | 509565 | 2026-02-20 03:00 | Ada Infra – Osaka East 1 Data Center – Osaka | Ada Infra – Osaka East 1 Data Center – Osaka | https://construction.globaldata.com/Projects/Overview/509565 | Planning | Parent | 120 | 2023 Q3 | 2026 Q4 | 2028 Q4 | Asia-Pacific | Japan | Osaka | Osaka |  | 551-0031 | Commercial & Leisure | Data Center | Data Center |  | Low | New | Onshore | Ada Infrastructure is planning to construct a Tier III colocation data center in Osaka, Japan. The project involves the construction of a single four-story data center building with a consumption capacity of 16MW. It includes the construction of server rooms, control rooms, an administrative space, meeting rooms, storage space, distribution rooms, parking facilities, and the installation of servers, electrical equipment, safety and security systems, cooling systems, and lighting systems. It is committed to operating on 100% renewable energy. The facility is designed to support colocation needs, offering advanced cooling technologies and N+1 UPS power redundancy. Construction works are scheduled to be completed in the fourth quarter of 2028. | 34.6574 | 135.4648 | The project involves the construction of a data center with a consumption capacity of 16MW in Osaka, Japan. The US$120 million project includes the following: 1. Construction of server rooms 2. Construction of control rooms 3. Construction of an administrative space 4. Construction of meeting rooms 5. Construction of storage space 6. Construction of distribution rooms 7. Construction of parking facilities 8. Installation of servers 9. Installation of electrical equipment 10. Installation of safety and security systems 11. Installation of cooling systems 12. Installation of lighting systems | Colocation Data Center; Heating, ventilation and air conditioning (HVAC); Tier 3 Data Center |  | https://adainfrastructure.com/en-US/osaka-east | February 2026 - Planning activities are underway. June 2025 - Planning activities are underway. May 2024 - Planning activities are underway. Q3 2023 - Ada Infrastructure announced plans to build a data center in Osaka. | No Major Development | 0 | Not Funded / Unconfirmed | Private | Ada Infrastructure
525150 | 525150 | 2026-02-20 02:36 | Equinix Japan – OS3 Phase IV Data Center – Osaka | Equinix Japan – OS3 Phase IV Data Center – Osaka | https://construction.globaldata.com/Projects/Overview/525150 | Execution | Parent | 30 | 2023 Q1 | 2024 Q2 | 2026 Q2 | Asia-Pacific | Japan | Osaka | Osaka | Keihanshin OBP Building 2-2-82 Shiromi, Chuo-ku | 540-0001 | Commercial & Leisure | Data Center | Data Center |  |  | New | Onshore | Equinix Japan KK is undertaking the construction of a colocation data center at Keihanshin OBP Building 2-2-82 Shiromi, Chuo-ku, Osaka City, Osaka, Japan. The project involves the construction of a data center with 550 racks. It includes the construction of server rooms with racks, control rooms, an administrative space, storage space, meet-me rooms, and the installation of generators, air conditioning, safety and security systems. The project is committed to operating on 100% renewable energy. It is equipped with N+1 configuration, reliable uninterruptible power supply (UPS) units, and gas turbine generators for backup power systems, utilising N+1 for the air-cooled chillers. Construction works are scheduled to be completed by the second quarter of 2026. | 34.6927 | 135.5304 | The project involves the construction of a data center with 550 racks in Osaka, Japan. The US$30 million project includes the following: 1. Construction of server rooms with racks 2. Construction of control rooms 3. Construction of an administrative space 4. Construction of storage space 5. Construction of meet-me rooms 6. Installation of generators 7. Installation of equipment 8. Installation of advanced cooling systems 9. Installation of safety and security systems | Colocation Data Center; Emergency power/Backup power; Green data center |  |  | February 2026 - Construction activities are underway. August 2025 - Construction activities are underway. May 2025 - Construction activities are underway. December 2024 - Construction activities are underway. Q1 2023 - Equinix announced plans to build the fourth phase of OS3 data center in Osaka. | Project work on Schedule | 1 | Not Funded / Unconfirmed | Private | Equinix Japan KK
512120 | 512120 | 2026-02-20 02:26 | Equinix – TR6 Data Center Phase II – Ontario | Equinix – TR6 Data Center Phase II – Ontario | https://construction.globaldata.com/Projects/Overview/512120 | Execution | Parent | 123 | 2023 Q2 | 2024 Q2 | 2026 Q2 | North America | Canada | Ontario | Brampton | 30 Bramtree Court | L6S 5Z7 | Commercial & Leisure | Data Center | Data Center |  |  | Expansion | Onshore | Equinix is undertaking the construction of a colocation data center at 30 Bramtree Court in Brampton, Ontario, Canada. The project involves the construction of a 3,813m2 data center with a consumption capacity of 4.5MW with 900 racks. It includes the construction of server rooms with racks, control rooms, an administrative space, storage space, meet-me rooms, and the installation of generators, air conditioning, safety and security systems. The project is committed to operating on 100% renewable energy. It is equipped with N+1 configuration, reliable uninterruptible power supply (UPS) units, and six generators for backup power systems, utilising N+2 for the air-cooled chillers and computer room air handler units. Construction works are scheduled to be completed in the second quarter of 2026. | 43.7449 | -79.7187 | The project involves the construction of a 3,813m2 data center with a consumption capacity of 4.5MW with 900 racks in Brampton, Ontario, Canada. The US$123 million project includes the following: 1. Construction of server rooms with racks 2. Construction of control rooms 3. Construction of an administrative space 4. Construction of storage space 5. Construction of meet-me rooms 6. Installation of generators 7. Installation of equipment 8. Installation of advanced cooling systems 9. Installation of safety and security systems | Colocation Data Center; Emergency power/Backup power; Green data center |  |  | February 2026 - We have not been able to obtain further updates on this project. We have retained the same project stage and amended the key dates accordingly. We will update the profile as soon as we obtain any new information. July 2025 - Construction works are nearing completion. December 2024 - Construction activities are underway. Q2 2023 - Equinix announced plans to build the second phase of TR6 data center in Brampton. | Information Unavailable |  | Not Funded / Unconfirmed | Private | Equinix Inc
512606 | 512606 | 2026-02-20 02:20 | Equinix Japan – TY15 Data Center Expansion – Tokyo | Equinix Japan – TY15 Data Center Expansion – Tokyo | https://construction.globaldata.com/Projects/Overview/512606 | Pre-Design | Parent | 101 | 2024 Q4 | 2026 Q2 | 2027 Q2 | Asia-Pacific | Japan | Tokyo | Tokyo |  |  | Commercial & Leisure | Data Center | Data Center |  | Medium | Expansion | Onshore | Equinix, Inc. is planning to undertake the expansion of a colocation data center in Tokyo, Japan. The project involves the construction of a data center with 1,000 racks. It includes the construction of of server rooms, office rooms, parking, and related facilities, and the installation of generators, safety and security systems. The project is the second phase of the TY15 Data Center. Construction works are expected to be completed by the second quarter of 2027. | 35.6895 | 139.6917 | The project involves the construction of a data center with 1,000 racks in Tokyo, Japan. The US$101 million project includes the following: 1. Construction of server rooms 2. Construction of office rooms 3. Construction of parking and related facilities 4. Installation of generators 5. Installation of safety and security systems | Colocation Data Center; Heating, ventilation and air conditioning (HVAC) |  |  | February 2026 - We have not been able to obtain further updates on this project. We have retained the same project stage and amended the key dates accordingly. We will update the profile as soon as we obtain any new information. July 2025 - Pre-design activities are underway. Q4 2024 - Equinix announced plans to construct the TY15 Data Center in Tokyo. | Information Unavailable |  | Not Funded / Unconfirmed | Private | Equinix Japan KK
511893 | 511893 | 2026-02-20 02:01 | Equinix – Ashburn DC16 Data Center – Virginia | Equinix – Ashburn DC16 Data Center – Virginia | https://construction.globaldata.com/Projects/Overview/511893 | Execution | Parent | 412 | 2021 Q1 | 2022 Q2 | 2026 Q2 | North America | United States | Virginia | Ashburn | 44740 Performance Circle | 20147 | Commercial & Leisure | Data Center | Data Center |  |  | New | Onshore | Equinix Inc. is undertaking the construction of a colocation data center at 44740 Performance Circle in Ashburn, Virginia, the US. The project involves the construction of a 23,191m2 data center with a consumption capacity of 41MW with 6,250 racks. It includes the construction of server rooms with racks, control rooms, an administrative space, storage space, meet-me rooms, and the installation of generators, air conditioning, safety and security systems. The project is being developed in three phases. Phase one involves the construction of an 11,589m2, four-story data center with a consumption capacity of 19.2MW with 3,200 racks with US$198 million phase two involves with 5,801m2 data center with a consumption capacity of 10.9MW with 1,525 racks with US$131 million and phase three with a 5,801m2 data center with a consumption capacity of 10.9MW with 1,525 racks with US$83 million. The project is committed to operating on 100% renewable energy. It is equipped with N+2 configuration, reliable uninterruptible power supply (UPS) units, and generators for backup power systems, utilising N+2 for the air-cooled chillers and computer room air handler units, and secured LEED certification. Construction works on the first phase were completed in 2023, second and third phases are scheduled to be completed by the second quarter of 2026. | 39.024 | -77.4551 | The project involves the construction of a 23,191m2 data center with a consumption capacity of 41MW with 6,250 racks in Ashburn, Virginia, the US. The US$412 million project includes the following: 1. Construction of server rooms with racks 2. Construction of control rooms 3. Construction of an administrative space 4. Construction of storage space 5. Construction of meet-me rooms 6. Installation of generators 7. Installation of equipment 8. Installation of advanced cooling systems 9. Installation of safety and security systems | Colocation Data Center; Emergency power/Backup power; Green data center; Heating, ventilation and air conditioning (HVAC); LEED |  |  | February 2026 - We have not been able to obtain further updates on this project. We have retained the same project stage and amended the key dates accordingly. We will update the profile as soon as we obtain any new information. July 2025 - Construction works on the second and third phase are underway. Q4 2023 - Construction works on the first phase were completed. July 2022 - Construction works on the first phase are underway. Q1 2021 - Equinix announced plans to build DC16 data center in Ashburn. | Information Unavailable |  | Not Funded / Unconfirmed | Private | Equinix Inc
525058 | 511893 | 2026-02-20 02:01 | Equinix – Ashburn DC16 Data Center: Phase III – Virginia | Equinix – Ashburn DC16 Data Center – Virginia | https://construction.globaldata.com/Projects/Overview/525058 | Execution | Sub | 83 | 2021 Q1 | 2023 Q4 | 2026 Q2 | North America | United States | Virginia | Ashburn | 44740 Performance Circle | 20147 | Commercial & Leisure | Data Center | Data Center |  |  | New | Onshore | Equinix Inc. is undertaking the construction of a colocation data center at 44740 Performance Circle in Ashburn, Virginia, the US. The project involves the construction of a 5,801m2 data center with 1,525 racks. It includes the construction of server rooms with racks, control rooms, an administrative space, storage space, meet-me rooms, and the installation of generators, air conditioning, safety and security systems. The project is committed to operating on 100% renewable energy. It is equipped with N+2 configuration, reliable uninterruptible power supply (UPS) units, and generators for backup power systems, utilising N+2 for the air-cooled chillers and computer room air handler units, and secured LEED certification. Construction works are scheduled to be completed by the second quarter of 2026. | 39.024 | -77.4551 | The project involves the construction of a 5,801m2 data center with 1,525 racks in Ashburn, Virginia, the US. The US$83 million project includes the following: 1. Construction of server rooms with racks 2. Construction of control rooms 3. Construction of an administrative space 4. Construction of storage space 5. Construction of meet-me rooms 6. Installation of generators 7. Installation of equipment 8. Installation of advanced cooling systems 9. Installation of safety and security systems | Colocation Data Center; Emergency power/Backup power; Green data center; LEED |  |  | February 2026 - We have not been able to obtain further updates on this project. We have retained the same project stage and amended the key dates accordingly. We will update the profile as soon as we obtain any new information. Q3 2025 - Construction activities are underway. May 2025 - Construction activities are underway. December 2024 - Construction activities are underway. Q1 2021 - Equinix announced plans to build DC16 data center in Ashburn. | Information Unavailable |  | Not Funded / Unconfirmed | Private | Equinix Inc
512510 | 511893 | 2026-02-20 02:01 | Equinix – Ashburn DC16 Data Center: Phase II – Virginia | Equinix – Ashburn DC16 Data Center – Virginia | https://construction.globaldata.com/Projects/Overview/512510 | Execution | Sub | 131 | 2021 Q1 | 2023 Q4 | 2026 Q2 | North America | United States | Virginia | Ashburn | 44740 Performance Circle | 20147 | Commercial & Leisure | Data Center | Data Center |  |  | New | Onshore | Equinix Inc. is undertaking the construction of a colocation data center at 44740 Performance Circle in Ashburn, Virginia, the US. The project involves the construction of a 5,801m2 data center with a consumption capacity of 10.9MW, with 1,525 racks. It includes the construction of server rooms with racks, control rooms, an administrative space, storage space, meet-me rooms, and the installation of generators, air conditioning, safety and security systems. The project is committed to operating on 100% renewable energy. It is equipped with N+2 configuration, reliable uninterruptible power supply (UPS) units, and generators for backup power systems, utilising N+2 for the air-cooled chillers and computer room air handler units, and secured LEED certification. Construction works are scheduled to be completed by the second quarter of 2026. | 39.024 | -77.4551 | The project involves the construction of a 5,801m2 data center with a consumption capacity of 10.9MW, with 1,525 racks in Ashburn, Virginia, the US. The US$131 million project includes the following: 1. Construction of server rooms with racks 2. Construction of control rooms 3. Construction of an administrative space 4. Construction of storage space 5. Construction of meet-me rooms 6. Installation of generators 7. Installation of equipment 8. Installation of advanced cooling systems 9. Installation of safety and security systems | Colocation Data Center; Emergency power/Backup power; Green data center; Heating, ventilation and air conditioning (HVAC); LEED |  |  | February 2026 - We have not been able to obtain further updates on this project. We have retained the same project stage and amended the key dates accordingly. We will update the profile as soon as we obtain any new information. July 2025 - Construction works are nearing completion. December 2024 - Construction activities are underway. Q1 2021 - Equinix announced plans to build DC16 data center in Ashburn. | Information Unavailable |  | Not Funded / Unconfirmed | Private | Equinix Inc
493305 | 493305 | 2026-02-20 00:30 | MEI Uzbekistan – Ucell Data Center – Toshkent Shahri | MEI Uzbekistan – Ucell Data Center – Toshkent Shahri | https://construction.globaldata.com/Projects/Overview/493305 | EPC Award | Parent | 200 | 2023 Q1 | 2026 Q2 | 2028 Q3 | Asia-Pacific | Uzbekistan | Toshkent Shahri | Tashkent |  |  | Commercial & Leisure | Data Center | Data Center |  | Medium | New | Onshore | Ministry of Energy and Industries, Uzbekistan is undertaking the construction of Ucell Data Center in Tashkent Province, Uzbekistan. The project involves the construction of a data center, server rooms, administrative space, office space, control rooms, parking facilities, and associated facilities, and the installation of safety and security systems. China Construction Fifth Engineering Bureau Co Ltd has been awarded as the main contractor. | 41.2647 | 69.2163 | Ministry of Energy and Industries, Uzbekistan is undertaking the construction of Ucell Data Center in Tashkent Province, Uzbekistan. The project is located in Tashkent Province with a total site area of 1.6 hectares. The US$200 million project includes the following: 1. Construction of a data center 2. Construction of server rooms 3. Construction of administrative space 4. Construction of an office space 5. Construction of control rooms 6. Construction of parking and associated facilities 7. Installation of safety and security systems. | Heating, ventilation and air conditioning (HVAC) | A data center is being developed in Tashkent, Uzbekistan. The total area of ​​the site is 1.6 hectares |  | February 2026 - We have not been able to obtain further updates on this project. We have retained the same project stage and amended the key dates accordingly. We will update the profile as soon as we obtain any new information. April 24, 2025 - China Construction Fifth Engineering Bureau Co Ltd has been awarded as the main contractor. | Information Unavailable |  | Not Funded / Unconfirmed | Public | Ministry of Energy and Industries, Uzbekistan | China Construction Fifth Engineering Bureau Co Ltd
558504 | 558504 | 2026-02-20 00:25 | Oppidan – Hemlock Road Data Center – Wisconsin | Oppidan – Hemlock Road Data Center – Wisconsin | https://construction.globaldata.com/Projects/Overview/558504 | Announced | Parent | 125 | 2026 Q1 | 2027 Q1 | 2028 Q4 | North America | United States | Wisconsin | Beaver Dam | Along Highway 151 and Hemlock Road | 53916 | Commercial & Leisure | Data Center | Data Center |  | Medium | New | Onshore | Oppidan is planning to undertake the construction of an edge data center on the corner of Highway 151 and Hemlock Road in Beaver Dam, Wisconsin, the US. The project involves the construction of an 8,361m2 single-story data center campus on 5.32ha of land. It includes the construction of data halls, office space, conference rooms, meet-me-rooms, and a break area, and the installation of racks and safety and security systems. | 43.4578 | -88.8373 | The project involves the construction of a 8,361m2 data center campus on 5.32ha of land in Beaver Dam, Wisconsin, the US. The US$125 million project includes the following: 1. Construction of data halls 2. Construction of conference rooms 3. Construction of break area 4. Construction of meet-me-rooms 5. Construction of office space 6. Installation of racks 7. Installation of safety and security systems | Edge Data Center |  |  | February 2026 - Oppidan announced plans to build data cemter in Beaver Dam, Wisconsin, the US. | Project Plan Announced | 1 | Not Funded / Unconfirmed | Private | Oppidan
558968 | 558968 | 2026-02-20 00:11 | Blue Cloud Softech – Blue Cloud Data Centers Program – India | Blue Cloud Softech – Blue Cloud Data Centers Program – India | https://construction.globaldata.com/Projects/Overview/558968 | Announced | Program | 1200 | 2026 Q1 | 2027 Q3 | 2029 Q2 | Asia-Pacific | India |  |  |  |  | Commercial & Leisure | Data Center | Data Center |  | Medium | New | Onshore | Blue Cloud Softech Ltd is planning to undertake the construction of hyperscale, edge, and AI-optimised data centers across major metros and emerging technology corridors in India. The program involves the construction of Tier III and Tier IV high-density High Performance Computing (HPC) data centers up to 800 MW of consumption capacity. It includes the construction of data halls, control rooms, office space, and storage space, and the installation of equipment, safety, and security systems. The first phase is expected to commence in 2026, subject to regulatory approvals, with scalable expansion toward 800 MW over the long term, aligned with demand growth. The program will focus on building a **future-ready digital backbone**, aligned with India’s AI, semiconductor, defence, space, and digital public infrastructure initiatives. The program will integrate power from renewable energy sources, captive power generation, and energy storage systems. It will utilise advanced cooling, liquid immersion, and heat reuse technologies. | 19.0728 | 72.8861 | The program involves the construction of Tier III and Tier IV high-density High Performance Computing (HPC) data centers up to 800 MW of consumption capacity across India. The US$1,000 million program includes the following: 1. Construction of data halls 2. Construction of control rooms 3. Construction of office space 4. Construction of storage space 5. Installation of equipment 6. Installation of safety and security systems | Edge Data Center; Energy storage; Hyperscale Data Center; Onsite /Captive Power Plant; Tier 3 Data Center; Tier 4 Data Center |  |  | Q1 2026 - Blue Cloud Solution Ltd announced plans to build data centers in India. | Project Plan Announced | 1 | Not Funded / Unconfirmed | Private | Blue Cloud Softech Solutions Ltd
559539 | 559539 | 2026-02-19 23:52 | Hulic Co – Shiohama 2-chome Phase II Data Center – Tokyo | Hulic Co – Shiohama 2-chome Phase II Data Center – Tokyo | https://construction.globaldata.com/Projects/Overview/559539 | Planning | Parent | 80 | 2026 Q1 | 2026 Q3 | 2027 Q4 | Asia-Pacific | Japan | Tokyo |  | 2-483-17 Shiohama |  | Commercial & Leisure | Data Center | Data Center |  | Medium | Redevelopment | Onshore | Hulic Co Ltd is planning to redevelop the former Tokyo Metro Materials Center building into a colocation data center in Koto, Tokyo, Japan. The project involves the construction of a 31m high, 8,300m2, five-story data center on 2.37ha of land. It includes the construction of server rooms, office rooms, meet-me rooms, parking and related facilities, and the installation of generators, safety and security systems. Nikken Sekkei Ltd has been appointed as an architect. Construction works are scheduled to commence in July 2026. | 35.668 | 139.8168 | The project involves the construction of a 31m high, 8,300m2, five-story data center on 2.37ha of land in Koto, Tokyo, Japan. The US$80 million project includes the following: 1. Construction of server rooms 2. Construction of office rooms 3. Construction of meet-me rooms 4. Construction of parking and related facilities 5. Installation of generators 6. Installation of safety and security systems | Colocation Data Center |  |  | February 2026 - The project is in earlys stages of development. Q1 2026 - Hulic Co Ltd announced plans to build a data center in Mie prefecture. | No Major Development | 0 | Not Funded / Unconfirmed | Private | Hulic Co Ltd |  | Nikken Sekkei Ltd
558648 | 558648 | 2026-02-19 23:37 | ServerFarm – Tysons Technology Center – Virginia | ServerFarm – Tysons Technology Center – Virginia | https://construction.globaldata.com/Projects/Overview/558648 | Planning | Parent | 450 | 2025 Q2 | 2027 Q3 | 2029 Q4 | North America | United States | Virginia | Tysons Corner | 7980 and 7990 Quantum Drive | 22182 | Commercial & Leisure | Data Center | Data Center |  | Medium | Redevelopment | Onshore | ServerFarms is planning to redevelop a Tysons office building into a colocation data center campus at 7980 and 7990 Quantum Drive in Tysons, Fairfax County, Virginia, the US. The project involves the construction of two data center buildings with a combined floor area of 29,379m2. It includes the construction of data halls, office space, conference rooms, meet-me-rooms, and a break area, and the installation of racks and safety and security systems. The project is developed in phases. Phase 1 includes an 8,827m2 data center building, and Phase 2 includes a 20,552m2 data center building. Kimley-Horn and Corgan have been appointed as design consultants. In October 2025, Serverfarm purchased the properties from Legacy Investing and Element Critical. | 38.9187 | -77.2311 | The project involves the construction of two data center buildings with a combined floor area of 29,379m2 in Tysons, Fairfax County, Virginia, the US. The US$450 million project includes the following: 1. Construction of data halls 2. Construction of conference rooms 3. Construction of break area 4. Construction of meet-me-rooms 5. Construction of office space 6. Installation of racks 7. Installation of safety and security systems | Colocation Data Center |  |  | February 2026 - Serverfarm submitted a rezoning and special exception application to the Fairfax County Planning Commission. October 2025 - Serverfarm purchased property from Arlington’s Legacy Investing and Element Critical for data centers. October 2025 - ServerFarms announced plans to build data center in Tysons, Virginia, the US. | Major Authority Clearance Submitted | 1 | Not Funded / Unconfirmed | Private | Serverfarm LLC |  | Corgan Associates Inc;Kimley-Horn and Associates Inc
559241 | 559241 | 2026-02-19 23:13 | Cisco Systems – Krakow AI Data Center – Lesser Poland Voivodeship | Cisco Systems – Krakow AI Data Center – Lesser Poland Voivodeship | https://construction.globaldata.com/Projects/Overview/559241 | Announced | Parent | 56 | 2026 Q1 | 2026 Q3 | 2026 Q4 | Europe | Poland | Lesser Poland Voivodeship | Krakow |  |  | Commercial & Leisure | Data Center | Data Center |  | Medium | New | Onshore | Cisco is planning to undertake the construction of an artificial intelligence (AI) enterprise data center in Krakow, Poland. The project involves the construction of a data center campus with a consumption capacity of 4MW. It includes the construction of data halls, a substation, office space, meet-me rooms, a break area and parking spaces, and installation of racks and safety and security systems. Cisco secured a 15-year virtual power purchase agreement (PPA) to buy solar energy from R.Power. It is designed to accelerate innovation in artificial intelligence technologies and sustainable development practices. | 50.0614 | 19.9366 | The project involves the construction of an enterprise data center campus with a consumption capacity of 4MW in Krakow, Poland. The US$56 million project includes the following: 1. Construction of data halls 2. Construction of substation 3. Construction of meet-me rooms 4. Construction of break area 5. Construction of office space 6. Construction of parking spaces 7. Installation of safety and security systems | Artificial Intelligence; Enterprise Data Center |  |  | February 2026 - Cisco announced plans to build a data center in Krakow, Poland. | Project Plan Announced | 1 | Not Funded / Unconfirmed | Private | Cisco Systems Inc
525148 | 444507 | 2026-02-19 18:56 | NTT DATA / TEPCO – Inzai-Shiroi Data Center: Phase I – Tokyo | NTT DATA / TEPCO – Inzai-Shiroi Data Center – Tokyo | https://construction.globaldata.com/Projects/Overview/525148 | Execution | Sub | 70 | 2023 Q2 | 2025 Q2 | 2027 Q1 | Asia-Pacific | Japan | Tokyo |  | 141-2 Taiyama |  | Commercial & Leisure | Data Center | Data Center |  |  | New | Onshore | NTT DATA Group Corp (NTT DATA) and TEPCO Power Grid Inc (TEPCO) are constructing a colocation data center in the Inzai-Shiroi area in Shiroi City, Chiba Prefecture, Japan. The project involves the construction of a 7,360m2 data center with a consumption capacity of 24MW. It includes the construction of data halls, server rooms, an administrative space, and the installation of generators, air conditioning, safety, and security systems. NTT Facilities has been appointed as a design consultant, Towa Sogo Systems has been appointed as the consultant, and Toda Corporation is the construction contractor. The facility will be powered by 100% renewable energy. It has N+1 UPS redundancy and N+1 diesel generators for backup power and uses N+1 air-cooled chillers, Wall-blown air-conditioning, and direct liquid cooling (DLC). It is designed to achieve certifications like ISO27001, PCI DSS, SOC1 Type 2, and SOC2 Type 2. In April 2025, the groundbreaking ceremony was held, marking the start of construction, and it is expected to be completed by March 2027. | 35.7932 | 140.0385 | The project involves the construction of a 7,360m2 data center with a consumption capacity of 24MW in the Inzai-Shiroi area, Shiroi City, Chiba Prefecture, Japan. The US$70 million project includes the following: 1. Construction of data halls 2. Construction of a server room 3. Construction of an administrative space 4. Installation of generators 5. Installation of air conditioning 6. Installation of safety and security systems | Colocation Data Center; Green data center |  |  | February 2026 - Construction activities are underway. August 2025 - Construction works are underway. April 2025 - Construction commenced. Q2 2023 - NTT DATA and TEPCO announced plans to build a data center in Shiroi. | Project work on Schedule | 1 | Not Funded / Unconfirmed | Private | NTT DATA Group Corp;TEPCO Power Grid Inc | Toda Corp | Ntt Facilities Inc
444507 | 444507 | 2026-02-19 18:55 | NTT DATA / TEPCO – Inzai-Shiroi Data Center – Tokyo | NTT DATA / TEPCO – Inzai-Shiroi Data Center – Tokyo | https://construction.globaldata.com/Projects/Overview/444507 | Execution | Parent | 200 | 2023 Q2 | 2025 Q2 | 2029 Q4 | Asia-Pacific | Japan | Tokyo |  | 141-2 Taiyama |  | Commercial & Leisure | Data Center | Data Center |  |  | New | Onshore | NTT DATA Group Corp (NTT DATA) and TEPCO Power Grid Inc (TEPCO) are constructing a colocation data center in the Inzai-Shiroi area in Shiroi City, Chiba Prefecture, Japan. The project involves the construction of a 28,623m2, seven-story steel building with a capacity of 50MW on 3.29ha of land. It will be developed in phases. Phase I includes the construction of a data center campus building with a capacity of 24MW. It includes the construction of substations, an administrative building, and the installation of generators, air conditioning, safety, and security systems. The facility will be powered by 100% renewable energy. It has N+1 UPS redundancy and N+1 diesel generators for backup power and uses N+1 air-cooled chillers, Wall-blown air-conditioning and direct liquid cooling (DLC). NTT Facilities has been appointed as a design consultant, Towa Sogo Systems has been appointed as the consultant, and Toda Corporation is the construction contractor. In April 2025, the groundbreaking ceremony was held, marking the start of construction on phase I, and it is expected to be completed by March 2027. | 35.7932 | 140.0385 | The project involves the construction of a 28,623m2, seven-story steel building with a capacity of 50MW on 3.29ha of land in the Inzai-Shiroi area, Shiroi City, Chiba Prefecture, Japan. The US$200 million project includes the following: 1. Construction of substations 2. Construction of an administrative building 3. Installation of generators 4. Installation of air conditioning 5. Installation of safety and security systems | Colocation Data Center; Heating, ventilation and air conditioning (HVAC); Steel Construction |  |  | February 2026 - Construction activities are underway. July 2025 - Construction works are underway. April 2025 - The groundbreaking ceremony was held, marking the start of construction on phase I. February 2025 - Pre-construction works are underway. April 2024 - Planning activities are underway. Q2 2023 - NTT DATA and TEPCO announced plans to build a data center in Shiroi. | Project work on Schedule | 1 | Not Funded / Unconfirmed | Private | NTT DATA Group Corp;TEPCO Power Grid Inc | Toda Corp | Ntt Facilities Inc
559885 | 559885 | 2026-02-19 18:42 | Express Distribution – Bridgewater Data Center Campus – Somerset | Express Distribution – Bridgewater Data Center Campus – Somerset | https://construction.globaldata.com/Projects/Overview/559885 | Study | Parent | 600 | 2025 Q4 | 2027 Q2 | 2029 Q3 | Europe | United Kingdom | Somerset | Bridgwater |  |  | Commercial & Leisure | Data Center | Data Center |  | Medium | New | Onshore | Express Distribution Park is planning to construct a colocation data center campus in Bridgewater, Somerset, the UK. The site is located to the north of Bridgwater, with a solar farm and the M5 motorway running immediately to the west of the development. The project involves the construction of a 250,000m2 multi-building data center campus with a total consumption capacity of up to 500MW. It includes the construction of a meet-me room, a substation, data halls, server rooms and the installation of electrical equipment and safety and security systems. On December 24, 2025, Lichfields, on behalf of Express Distribution Park, has requested the Somerset Council's formal opinion on the scope of an Environmental Impact Assessment (EIA) to be submitted in conjunction with project proposals and on February 10, 2026, the council has approved the initial screening request, paving the way for a more detailed application. | 51.1536 | -2.9727 | The project involves the construction of a 250,000m2 colocation data center campus with a consumption capacity of 500MW in Bridgewater, Somerset, the UK. The US$600 million project includes the following: 1. Construction of meet-me rooms 2. Construction of a substation 3. Construction of data halls 4. Construction of server rooms 5. Installation of electrical equipment 6. Installation of safety and security systems | Colocation Data Center |  |  | February 2026 - The Somerset Council has approved the initial screening request. December 2025 - Lichfields, on behalf of Express Distribution Park, has requested the Somerset Council's formal opinion on the scope of an Environmental Impact Assessment (EIA) to be submitted in conjunction with project proposals. December 2025 - Express Distribution Park announced plans to build data center in Someret, the UK. | Project work on Schedule | 1 | Not Funded / Unconfirmed | Private | Express Distribution Park Ltd |  |  | Lichfields Ltd
559055 | 559055 | 2026-02-19 18:22 | Okestro – Yeouido AI Data Center – Seoul | Okestro – Yeouido AI Data Center – Seoul | https://construction.globaldata.com/Projects/Overview/559055 | Planning | Parent | 50 | 2026 Q1 | 2027 Q1 | 2028 Q3 | Asia-Pacific | South Korea | Seoul | Seoul |  |  | Commercial & Leisure | Data Center | Data Center |  | Medium | New | Onshore | Okestro Cloud is planning to undertake the construction of a Artificial intelligence (AI) data centre in Yeouido, Seoul, South Korea. The project involves the construction of a 5MW data center. It includes the construction of server rooms, data halls, administrative space, and the installation of equipment, generators, and safety and security systems. The project plans to implement a large-scale AI-dedicated infrastructure required for high-performance GPU operations by applying high-density power and cooling designs that can accommodate up to 30 kilowatts (kW) per rack and liquid-cooling facilities. It will be designed to connect large-scale AI workloads based on graphics processing units (GPUs), Korea-made AI Semiconductor (NPU), and Korea-made large language models (LLMs). The project is designed with a rear door heat exchanger (RDHx) method that removes the exhaust heat of air-cooled equipment with liquid cooling, enabling effective thermal control even in high-density GPU environments. In January 2026, Okestro signed a memorandum of understanding (MOU) with DCK to build the project. DCK will be responsible for both design and construction of the data center. | 37.566 | 126.9784 | The project involves the construction of a Edge AI data center with a consumption capacity of 5MW in Yeouido, Seoul, South Korea. The US$50 million project includes the following: 1. Construction of server rooms 2. Construction of data halls 3. Construction of an administration facility 4. Installation of equipment 5. Installation of generators 6. Installation of safety and security systems | Artificial Intelligence; Edge Data Center |  |  | February 2026 - Project is in early stages of development. January 2026 - Okestro signed a memorandum of understanding with DCK to build data center. January 2026 - Okestro announded plans to build data center in Seoul, South Korea. | No Major Development | 0 | Not Funded / Unconfirmed | Private | Okestro Co Ltd | DC Korea Co Ltd | DC Korea Co Ltd
453351 | 453351 | 2026-02-19 17:59 | HUT – Hashrate AI Data Center – Texas | HUT – Hashrate AI Data Center – Texas | https://construction.globaldata.com/Projects/Overview/453351 | Construction Complete | Parent | 88 | 2024 Q1 | 2024 Q4 | 2025 Q3 | North America | United States | Texas |  |  |  | Commercial & Leisure | Data Center | Data Center |  |  | New | Onshore | Hut 8 Company has undertaken the construction of a tier I, AI data center in Vega city, Texas, the US. The project involved the construction of a 15,050m2 data center with a capacity of 205MW. It also included the construction of a substation, a powerhouse, installation of a direct-to-chip liquid cooling system and generators, and laying of transmission lines. The project will be powered behind-the-meter by a wind farm and front-of-the-meter by the ERCOT grid. and it will utilise direct-to-chip liquid cooling 96 custom-designed cooling modules circulate 120,000 gallons of glycol-water solution through a closed-loop, reverse return system designed to reduce water consumption versus conventional high-density cooling systems. | 35.2438 | -102.4552 | The project involves the construction of a 15,050m2 data center with a capacity of 205MW in West Texas, the US. The US$88 million project includes the following: 1. Construction of a substation 2. Construction of a powerhouse 3. Installation of a direct-to-chip liquid cooling system 4. Installation of generators 4. Laying of transmission lines | Colocation Data Center; Heating, ventilation and air conditioning (HVAC); Tier 1 Data Center |  |  | July 2025 - Construction work completed. September 2024 - Planning activities are underway. July 2024 - Hut 8 has signed a power purchase agreement to acquire 205MW of energy for a data center. Q1 2024 - Hut 8 announced plans to build a data center in Texas. | Construction Completed | 5 | Not Funded / Unconfirmed | Private | Hut 8 Corp
292363 | 292363 | 2026-02-19 17:58 | MoTC Myanmar – Yangon Data Center Program – Myanmar | MoTC Myanmar – Yangon Data Center Program – Myanmar | https://construction.globaldata.com/Projects/Overview/292363 | Planning | Program | 95 | 2018 Q1 | Awaiting Confirmation |  | Asia-Pacific | Myanmar |  |  |  |  | Commercial & Leisure | Data Center | Data Center |  | Low | New | Onshore | Minister of Transportation and Communications (MoTC) plans to build the e-Government Integrated Data Center (eGIDC) and a backup center in Myanmar. The program involves the construction of an e-Government Integrated Data Center (IDC) in Naypyitaw and a backup center in Thanlyin Township near Yangon. It includes the construction of server rooms, administrative space, distribution rooms, a parking facility, and related facilities and the installation of equipment and safety systems. The project would be financed through a US$93.79 million loan from South Korea’s Economic Development Cooperation Fund (which is managed by the country’s Exim Bank) and US$10.46 million from the Myanmar government’s budget. Department of Information Technology and Cyber Security(DoITCS) conducted a feasibility study on the eGIDC project in 2017. | 21.1693 | 95.909 | The program involves the construction of an e-Government Integrated Data Center (eGIDC) and a backup center in Myanmar. The US$104 million program includes the following: 1. Construction of server rooms 2. Construction of administrative space 3. Construction of distribution rooms 4. Construction of a parking facility 5. Construction of related facilities 6. Installation of equipment 7. Installation of safety and security systems | Colocation Data Center |  |  | February 19, 2026 - We have not been able to obtain further updates on this project. We have retained the same project stage and amended the key dates accordingly. We will update the profile as soon as we obtain any new information. | Information Unavailable |  | Not Funded / Unconfirmed | Public | Ministry of Transport and Communications, Myanmar
312802 | 293388 | 2026-02-19 17:55 | Digital Realty/ Mitsubishi – NRT13 Inzai Data Center – Chiba | Digital Realty/ Mitsubishi – Data Centers Developments Program – Japan | https://construction.globaldata.com/Projects/Overview/312802 | Execution | Parent | 90 | 2016 Q4 | 2023 Q1 | 2026 Q4 | Asia-Pacific | Japan | Chiba |  |  | 270-1352 | Commercial & Leisure | Data Center | Data Center |  |  | New | Onshore | MC Digital Realty (MCDR), a Joint Venture (JV) between Mitsubishi Corporation and Digital Realty Trust, Inc., is undertaking the construction of a colocation data center in Inzai, Chiba, Japan. The project involves the construction of a data center with a capacity of 18MW. It includes the construction of server rooms, meeting rooms, administrative facilities, office space, storage facilities and parking facilities, and the installation of related equipment and cooling systems. MCDR signed an agreement to acquire additional land area for the development in Inzai. | 35.795 | 140.1427 | The project involves the construction of a data center with a capacity of 18MW in Inzai, Chiba, Japan. The US$90 million project includes the following: 1. Construction of server rooms 2. Construction of administrative space 3. Construction of distribution rooms 4. Construction of an office space 5. Construction of a cafeteria 6. Construction of parking facilities 7. Installation of equipment 8. Installation of safety and security systems | Colocation Data Center | An NRT13 data center is proposed for construction at the Inzai data center cluster site. The project aims to provide better cloud storage services in the region. The project is part of Mitsubishi and Digital Realty's US$1,800 million plan to build data centers in Japan. |  | February 19, 2026 - We have not been able to obtain further updates on this project. We have retained the same project stage and amended the key dates accordingly. We will update the profile as soon as we obtain any new information. May 2025 - Construction works are underway. October 2023 - Construction works are underway. March 2023 - Construction works commenced. May 2022 - Planning activities are underway. July 2021 - Planning activities are underway. February 2021 - Planning activities are underway. September 18, 2020 - Planning activities are underway. April 2020 - Planning activities are underway. October 2019 - Planning activities are underway. March 07, 2019 - Planning activities are underway. Q4 2016 - MCDR announced plans to build a data center in Inzai. | Information Unavailable |  | Not Funded / Unconfirmed | Private | Digital Realty Trust Inc;Mitsubishi Corp
294334 | 293388 | 2026-02-19 17:55 | Digital Realty/ Mitsubishi – NRT11 Inzai Data Center – Chiba | Digital Realty/ Mitsubishi – Data Centers Developments Program – Japan | https://construction.globaldata.com/Projects/Overview/294334 | Execution | Parent | 180 | 2016 Q4 | 2023 Q1 | 2026 Q4 | Asia-Pacific | Japan | Chiba |  |  | 270-1352 | Commercial & Leisure | Data Center | Data Center |  |  | New | Onshore | MC Digital Realty (MCDR), a Joint Venture (JV) between Mitsubishi Corporation and Digital Realty Trust, Inc., is undertaking the construction of a colocation data center in Inzai, Chiba, Japan. The project involves the construction of a data center with a capacity of 36MW on 0.4ha of land. It includes the construction of server rooms, meeting rooms, administrative facilities, office space, storage facilities, and parking facilities, and the installation of equipment and cooling systems. MCDR has signed an agreement to acquire additional land area for the development in Inzai. | 35.795 | 140.1427 | The project involves the construction of a data center with a capacity of 36MW on 0.4ha of land in Inzai, Chiba, Japan. The US$180 million project includes the following: 1. Construction of server rooms 2. Construction of administrative facilities 3. Construction of distribution rooms 4. Construction of an office space 5. Construction of a cafeteria 6. Construction of parking facilities 7. Installation of equipment 8. Installation of safety and security systems | Colocation Data Center; Heating, ventilation and air conditioning (HVAC) | An NRT11 data center is proposed for construction at the Inzai data center cluster site in Inzai, Chiba. The project aims to provide better cloud storage services in the region. The project is part of Mitsubishi and Digital Realty's US$1,800 million plan to build data centers in Japan. |  | February 19, 2026 - We have not been able to obtain further updates on this project. We have retained the same project stage and amended the key dates accordingly. We will update the profile as soon as we obtain any new information. May 2025 - Construction works are underway. October 2023 - Construction works are underway. March 2023 - Construction works commenced. February 07, 2023 - We have not been able to obtain further updates on this project. We have retained the same project stage and amended the key dates accordingly. We will update the profile as soon as we obtain any new information. May 2022 - Planning activities are underway. July 2021 - Planning activities are underway. February 2021 - Planning activities are underway. September 2020 - Planning activities are underway. October 2019 - Planning activities are underway. March 2019 - Planning activities are underway. Q4 2016 - MCDR announced plans to build a data center in Inzai. | Information Unavailable |  | Not Funded / Unconfirmed | Private | Digital Realty Trust Inc;Mitsubishi Corp
293388 | 293388 | 2026-02-19 17:55 | Digital Realty/ Mitsubishi – Data Centers Developments Program – Japan | Digital Realty/ Mitsubishi – Data Centers Developments Program – Japan | https://construction.globaldata.com/Projects/Overview/293388 | Execution | Program | 1800 | 2015 Q1 | 2016 Q3 | 2026 Q4 | Asia-Pacific | Japan |  |  |  |  | Commercial & Leisure | Data Center | Data Center |  |  | New | Onshore | MC Digital Realty (MCDR), a joint venture between Digital Realty Trust, Inc. (DLR) and Mitsubishi Corporation (MC), is undertaking the construction of a data centers program in Japan. The program involves the construction of 10 data centers across Japan. The following are the developments: The data center in Ibaraki, Osaka: > Construction of data center named KIX10 with a capacity of 7.6MW. > Construction of data center named KIX11 with a capacity of 28MW. > Construction of data center named KIX12 with a capacity of 38MW. > Construction of data center named KIX13 with a capacity of 17MW. The data center in Inzai: > Construction of data center named NRT10 with a capacity of 38MW. > Construction of data center named NRT11 with a capacity of 36MW. > Construction of data center named NRT12 with a capacity of 30MW. > Construction of data center named NRT13 with a capacity of 18MW. It includes the construction of server rooms, administrative space, office space, distribution rooms, and parking facilities, and the installation of equipment and safety systems. In May 2017, construction works were completed on KIX10, Osaka-1 data center. In March 2019, MCDR acquired the NRT10 site in Inzai. In July 2019, construction works were completed on KIX11, Osaka-2 Data Center. MCDR has signed an agreement to acquire additional land area for the program development in Inzai. In April 2021, MC Digital Realty signed a contract with Aruteria Networks to achieve improved connectivity on campus. Construction works on the KIX12 data center were completed in August 2021 and work on the NRT10 data center was completed in September 2021. In October 2022, construction works on the NRT12 commenced and are expected to be completed by the first half of 2024. In February 2023, construction works were completed on KIX13. | 36.2048 | 138.2529 | The program involves the construction of 10 data centres in Japan. The US$1,800 million (JPY200,000 million) program includes the following: 1. Construction of server rooms 2. Construction of administrative facilities 3. Construction of distribution rooms 4. Construction of an office space 5. Construction of a cafeteria 6. Construction of parking facilities 7. Installation of equipment 8. Installation of safety and security systems | Colocation Data Center; Heating, ventilation and air conditioning (HVAC); Tier 3 Data Center | [5 empty] | Not Funded / Unconfirmed | Private | Digital Realty Trust Inc;Mitsubishi Corp
559908 | 559908 | 2026-02-19 17:52 | AWS – Maylands Avenue Data Center – Hertfordshire | AWS – Maylands Avenue Data Center – Hertfordshire | https://construction.globaldata.com/Projects/Overview/559908 | Planning | Parent | 25 | 2026 Q1 | 2027 Q1 | 2028 Q1 | Europe | United Kingdom | Hertfordshire | Hemel Hempstead | Plot 3 on Maylands Avenue in the town’s Maylands Business Park industrial area. | HP2 4FQ | Commercial & Leisure | Data Center | Data Center |  | Medium | Redevelopment | Onshore | Amazon Web Services (AWS) is planning to redevelop the former Post Office government storage depot into a hyperscale data center at plot 3 on Maylands Avenue in Hemel Hempstead, Hertfordshire, the UK. The facility will primarily host tape storage systems. The project involves the construction of a 1,936m2, two-story Class B8 data center on 0.6ha of land. It includes the construction of the associated plant at roof level with an emergency generator, associated flue (provided within an external compound adjoining the data centre building), sprinkler tanks and pumphouse, security guard house, and provision of kiosk substation, meet-me rooms, data halls, server rooms and the installation of generators, safety and security systems. The facility will feature chilled-water cooling systems and a small 8.55kW solar system on the site. It will use Hydrotreated Vegetable Oil (HVO) to power the backup generators. In February 2026, AWS submitted a planning application to the Dacorum Borough Council. | 51.7662 | -0.43119 | The project involves the construction of a 1,935m2, two-story hyperscale data center on 0.6ha of land at plot 3 on Maylands Avenue in Hemel Hempstead, Hertfordshire, the UK. The US$25 million project includes the following: 1. Construction of the associated plant at roof level with an emergency generator 2. Construction of associated flue (provided within an external compound adjoining the data centre building) 3. Construction of sprinkler tanks and pumphouse 4. Construction of a security guard house 5. Construction of kiosk substation 6. Construction of meet-me rooms 7. Construction of data halls 8. Construction of server rooms 9. Installation of generators 10. Installation of safety and security systems | Hyperscale Data Center |  |  | February 2026 - Amazon submitted planning application to the Dacorum Borough Council. January 2026 - Amazon Data Services announced plans to build data center in Hemel Hempstead, Hertfordshire, the UK. | Major Authority Clearance Submitted | 1 | Not Funded / Unconfirmed | Private | Amazon Web Services Inc
525154 | 467025 | 2026-02-19 17:50 | CyrusOne/ Kansai Electric – CyrusOne KEP OSK1: Phase I – Osaka | CyrusOne/ Kansai Electric – CyrusOne KEP OSK1 – Osaka | https://construction.globaldata.com/Projects/Overview/525154 | Execution | Sub | 100 | 2021 Q1 | 2024 Q3 | 2028 Q1 | Asia-Pacific | Japan | Osaka |  | 2-2-7 Hikaridai, Seika town, Sorakugun, Kyoto | 619-0288 | Commercial & Leisure | Data Center | Data Center |  |  | New | Onshore | CyrusOne and Kansai Electric Power Co., Inc. (KEPCO) are constructing a hyperscale data center in Kyoto, Kansai, Japan. The project involves the construction of a data center with a consumption capacity of 16MW. It includes the construction of data halls, server rooms, a storage space, distribution rooms, an administrative space, parking facilities, and the installation of equipment, safety and security systems. Sekisui House has been appointed as a contractor, Nikken Sekkei as an engineering design consultant, UR Linkage as a consultant, and Kanden Realty & Development (KRD) as a consultant. The facility will be powered by renewable energy. It is equipped with UPS systems and generators for backup power and uses N+1 air-cooled chillers. Construction works were expected to be completed in the first quarter of 2028. | 34.7191 | 135.766 | The project involves the construction of a data center with a consumption capacity of 16MW in Kansai, Japan. The US$100 million project includes the following: 1. Construction of data halls 2. Construction of office space 3. Construction of storage space 4. Construction of server rooms 5. Construction of distribution rooms 6. Construction of parking facilities 7. Installation of equipment 8. Installation of safety and security systems | Green data center; Heating, ventilation and air conditioning (HVAC); Hyperscale Data Center |  |  | February 2026 - Construction works are underway. August 2025 - Construction works are underway. September 2024 - Construction commenced. Q1 2021 - CyrusOne and KEPCO announced plans to build a data center in Kansai. | Project work on Schedule | 1 | Not Funded / Unconfirmed | Private | CyrusOne Inc;The Kansai Electric Power Co Inc | Sekisui House Ltd | Nikken Sekkei Ltd | Kanden Real Estate Development Co Ltd;UR Linkage Co Ltd
467025 | 467025 | 2026-02-19 17:46 | CyrusOne/ Kansai Electric – CyrusOne KEP OSK1 – Osaka | CyrusOne/ Kansai Electric – CyrusOne KEP OSK1 – Osaka | https://construction.globaldata.com/Projects/Overview/467025 | Execution | Parent | 500 | 2023 Q4 | 2024 Q3 | 2030 Q4 | Asia-Pacific | Japan | Osaka |  | 2-2-7 Hikaridai, Seika town, Sorakugun, Kyoto | 619-0288 | Commercial & Leisure | Data Center | Data Center |  |  | New | Onshore | CyrusOne and Kansai Electric Power Co., Inc. (KEPCO) are undertaking the construction of a hyperscale data center in Kyoto, Kansai, Japan. The project involves the construction of a four-story, 19,693m2 data center with a capacity of 48MW. It includes the construction of 11,562m2 technical IT space, six 8MW data halls, office space, storage space, a substation, server rooms, distribution rooms, and parking facilities, and the installation of photovoltaic (PV) cells, back-up generators and safety and security systems. The project will be powered by Kansai Electric Power Co., Inc. (KEPCO), and it will utilise N+1 free cooling air-cooled chillers. Sekisui House has been appointed as a contractor, Nikken Sekkei as an engineering design consultant, UR Linkage as a consultant, and Kanden Realty & Development (KRD) as a consultant. The project will be developed in three phases with the first 16MW expected to be operational by Q1 2028. In September 2024, construction works commenced with a groundbreaking ceremony. | 34.7191 | 135.766 | The project involves the construction of a four-story, 19,693m2 data center with a capacity of 48MW in Kansai, Japan. The US$500 million project includes the following: 1. Construction of an 11,562m2 technical IT space 2. Construction of six, 8MW data halls 3. Construction of office space 4. Construction of storage space 5. Construction of a substation 6. Construction of server rooms 7. Construction of distribution rooms 8. Construction of parking facilities 9. Installation of photovoltaic (PV) cells 10. Installation of back-up generators 11. Installation of safety and security systems | Heating, ventilation and air conditioning (HVAC); Hyperscale Data Center |  |  | February 2026 - Construction works are underway. July 2025 - Construction works are underway. July 2025 - Construction works are underway. September 2024 - Construction has commenced. June 2023 - Planning activities are underway. February 2021 - CyrusOne and KEPCO announced plan to build a data center in Kansai. | Project work on Schedule | 1 | Not Funded / Unconfirmed | Private | CyrusOne Inc;The Kansai Electric Power Co Inc | Sekisui House Ltd | Nikken Sekkei Ltd | Kanden Real Estate Development Co Ltd;UR Linkage Co Ltd
524692 | 524692 | 2026-02-19 17:40 | Cielo Digital – Haines City Data Center – Florida | Cielo Digital – Haines City Data Center – Florida | https://construction.globaldata.com/Projects/Overview/524692 | Planning | Parent | 2000 | 2025 Q1 | 2027 Q2 | 2029 Q4 | North America | United States | Florida | Haines City |  | 33844 | Commercial & Leisure | Data Center | Data Center |  | Medium | New | Onshore | Cielo Digital is undertaking the construction of a hyperscale data center in Haines City, Florida, the US. The project involves the construction of a data center with a power consumption capacity of 300MW on 29.94ha of land. It includes the construction of data halls, an office space, meeting rooms, and parking facilities, a substation and the installation of closed-loop cooling systems, power backup systems, safety and security systems. | 28.1145 | -81.6201 | The project involves the construction of a data center with a power consumption capacity of 300MW on 29.94ha of land in Haines City, Florida, the US. The US$2,000 million project includes the following: 1. Construction of data halls 2. Construction of an office space 3. Construction of meeting rooms 4. Construction of parking facilities 5. Construction of a substation 6. Installation of closed loop cooling systems 7. Installation of power backup systems 8. Installation of safety and security systems | Heating, ventilation and air conditioning (HVAC); Hyperscale Data Center |  |  | July 2025 - Planning activities are underway. Q1 2025 - Cielo Digital announced plans to build a data center in Haines City. | Project work on Schedule | 1 | Not Funded / Unconfirmed | Private | Cielo Digital Infrastructure LLC
557629 | 557629 | 2026-02-19 17:20 | Crow Hldgs – Stemmons Corridor Data Center – Texas | Crow Hldgs – Stemmons Corridor Data Center – Texas | https://construction.globaldata.com/Projects/Overview/557629 | Design | Parent | 750 | 2026 Q1 | 2027 Q1 | 2030 Q4 | North America | United States | Texas | Dallas | Along the Stemmons Corridor | 75207 | Commercial & Leisure | Data Center | Data Center |  | Medium | New | Onshore | Crow Holdings is planning to undertake the construction of a Tier III hyperscale data center along the Stemmons Corridor in Dallas, Texas, the US. The project involves the construction of a multi-building data center campus with a total consumption capacity of 245MW on 16ha of land. It includes the construction of data halls, racks, an on-site substation, conference rooms, break rooms, meet-me rooms, server rooms and parking spaces, and the installation of safety and security systems. It is being developed in multiple phases. Phase I includes the construction of a 70MW data center building, which is expected to be completed by the fourth quarter of 2027. CleanArc is overseeing the project's technical design and execution, substation construction and all tenant engagement, providing a one-of-a-kind opportunity for customers requiring ultra-low latency and massive scale. | 32.7831 | -96.8067 | The project involves the construction of a hyper-scale Tier III data center with a consumption capacity of 245MW on 16ha of land in Dallas, Texas, the US. The US$750 million project includes the following: 1. Construction of data halls 2. Construction of conference rooms 3. Construction of break rooms 4. Construction of server rooms 5. Construction of a on-site substation 6. Construction of meet-me rooms 7. Construction of parking spaces 8. Installation of UPS/generators 9. Installation of safety and security systems | Hyperscale Data Center |  |  | February 2026 - Design work for the initial 70MW building is underway, with long-lead equipment procurement and substation planning in process. January 2026 - Crow Holdings and Clean Arc announced plans to build data center in Dallas, Texas, the US. | Project work on Schedule | 1 | Not Funded / Unconfirmed | Private | Crow Holdings | CleanArc Data Centers LLC | CleanArc Data Centers LLC
513470 | 513470 | 2026-02-19 15:26 | Cielo Digital – Des Moines Data Center – Iowa | Cielo Digital – Des Moines Data Center – Iowa | https://construction.globaldata.com/Projects/Overview/513470 | Planning | Parent | 3000 | 2024 Q3 | 2027 Q3 | 2032 Q4 | North America | United States | Iowa | Des Moines | near the intersection of U.S. Highway 69 and Highway 5 | 50315 | Commercial & Leisure | Data Center | Data Center |  | Low | New | Onshore | Cielo Digital Infrastructure LLC (Cielo Digital) is planning to build a data center campus near the intersection of US Highway 69 and Highway 5 in Des Moines, Iowa, the US. The project involves the construction of a 500MW data center campus. It includes the construction of seven buildings each with 30,937m2 of floor area, an electric substation, server rooms, a parking area, the installation of chillers and coolers, and safety and security systems. The buildings are expected to use 72MW of power each at peak load. | 41.6005 | -93.6091 | The project involves the construction of a 500MW data center campus with seven buildings each with 30,937m2 of floor area near the intersection of US Highway 69 and Highway 5 in Des Moines, Polk County, Iowa, the US. The US$3,000 million project includes the following: 1. Construction of an electric substation 2. Construction of server rooms 3. Construction of a parking area 4. Installation of chillers and coolers 5. Installation of safety and security systems | Heating, ventilation and air conditioning (HVAC) |  |  | February 2026 - Planning activities are underway. July 2025 - Planning activities are underway. March 2025 - Cielo Digital submitted preliminary development plans with the city of Des Moines. Q3 2024 - Cielo Digital announced plans to build a data center campus in Des Moines. | No Major Development | 0 | Not Funded / Unconfirmed | Private | Cielo Digital Infrastructure LLC
360927 | 360927 | 2026-02-19 15:16 | Ardian – Valhallabraut Data Center Expansion – Southern Peninsula | Ardian – Valhallabraut Data Center Expansion – Southern Peninsula | https://construction.globaldata.com/Projects/Overview/360927 | Execution | Parent | 93 | 2020 Q1 | 2021 Q3 |  | Europe | Iceland | Southern Peninsula | Keflavik | Valhallarbraut 868 262, Reykjanesbaer | 230 | Commercial & Leisure | Data Center | Data Center |  |  | Expansion | Onshore | Verne Global, a subsidiary of Digital 9 Infrastructure PLC (DGI9), is undertaking the expansion of a colocation data center at Valhallabraut in Keflavik, the Southern Peninsula, Iceland. The project involves the expansion of capacity by a further 20.7MW, which will reach a total capacity of 40MW. It includes the construction of a 8.2MW data hall, a 12.5MW of data hall, server rooms, meeting rooms, the installation of equipment, safety and security systems. The facility is committed to operating on 100% renewable energy. Integra Mission Critical LLC has been appointed as the supply contractor, Mannverk ehf as the main contractor. In July 2024, Mannverk completed a 2,500m2 expansion phase, marking one of several planned phases. | 64.0049 | -22.5624 | The project involves the expansion of the data center capacity by a further 20.7MW in Southern Peninsula, Iceland. The US$93 million project includes the following: 1. Construction of server rooms 2. Construction of a 8.2MW data hall 3. Construction of a 12.5MW of data hall 4. Construction of meeting rooms 7. Installation of equipment 8. Installation of safety and security systems | Colocation Data Center; Green data center |  |  | February 19, 2026 - We have not been able to obtain further updates on this project. We have retained the same project stage and amended the key dates accordingly. We will update the profile as soon as we obtain any new information. August 28, 2025 - We have not been able to obtain further updates on this project. We have retained the same project stage and amended the key dates accordingly. We will update the profile as soon as we obtain any new information. January 2025 - Construction activities are underway. July 2024 - Mannverk completed an expansion phase. March 2024 - Construction activities are underway. November 2023 - Ardian SA acquired the entire stake of Verne Global from the Digital 9 Infrastructure plc. February 2023 - Construction activities are underway. July 2022 - Construction activities are underway. January 2022 - Construction works on the 8MW data hall is underway Q1 2020 - D9 announced the plans to expand the Verne Global Data Center in Keflavik. | Information Unavailable |  | Not Funded / Unconfirmed | Private | Ardian SA | Mannverk ehf
512608 | 512608 | 2026-02-19 14:02 | Equinix – Chicago CH5 Data Center Phase I – Illinois | Equinix – Chicago CH5 Data Center Phase I – Illinois | https://construction.globaldata.com/Projects/Overview/512608 | Execution | Parent | 219 | 2023 Q4 | 2024 Q2 | 2026 Q4 | North America | United States | Illinois | Chicago |  |  | Commercial & Leisure | Data Center | Data Center |  |  | New | Onshore | Equinix, Inc. (Equinix) is undertaking the construction of an International Business Exchange (IBX) data center in Illinois, the US. The project involves the construction of a data center. It includes the construction of server rooms, meeting rooms, administrative space and parking spaces, and the installation of 1,600 cabinets/racks, and equipment and cooling systems. As of 2025, the installation of 900 racks was completed. | 41.85 | -87.65 | The project involves the construction of a data center in Chicago, Illinois, the US. The US$219 million project includes the following: 1. Construction of server rooms 2. Construction of meeting rooms 3. Construction of administrative space 4. Construction of parking spaces 5. Installation of 1,600 cabinets/racks 6. Installation of equipment and cooling systems | Colocation Data Center; Heating, ventilation and air conditioning (HVAC) |  |  | February 2026 - Construction works are underway. July 2025 - Construction works are underway. December 2024 - Construction works are underway. Q4 2023 - Equinix announced plans to construct a data center in Chicago. | Project work on Schedule | 1 | Not Funded / Unconfirmed | Private | Equinix Inc
525970 | 525970 | 2026-02-19 13:58 | Regant – Mikkeli Data Center – Southern Savonia | Regant – Mikkeli Data Center – Southern Savonia | https://construction.globaldata.com/Projects/Overview/525970 | Planning | Parent | 850 | 2025 Q1 | 2026 Q4 | 2030 Q3 | Europe | Finland | Southern Savonia | Mikkeli | Visulahti industrial area | 50180 | Commercial & Leisure | Data Center | Data Center |  | Medium | New | Onshore | Regant Oy is planning to undertake the construction of a hyperscale data center at Visulahti industrial area, Mikkeli, Finland. The project involves the construction of a 24,000m2 data center on 5ha of land. It involves the construction of data halls, server rooms, an administrative space, and the installation of equipment, safety and security systems. Fingrid’s main electricity grid will provide power for the data center. | 61.7032 | 27.3479 | The project involves the construction of a 24,000m2 data center on 5ha of land in Mikkeli, Finland. The US$850 million project includes the following: 1. Construction of data halls 2. Construction of server rooms 3. Construction of an administrative space 4. Installation of equipment 5. Installation of safety and security systems | Heating, ventilation and air conditioning (HVAC); Hyperscale Data Center |  |  | February 2026 - Planning activities are underway. August 2025 - Planning activities are underway. Q1 2025 - Regant Oy announced plans for the construction of a data center in Mikkeli. | No Major Development | 0 | Not Funded / Unconfirmed | Private | Regant Oy
341945 | 341945 | 2026-02-19 13:57 | Iron Mountain/ Web Werks India – Mumbai 2 Data Center – Maharashtra | Iron Mountain/ Web Werks India – Mumbai 2 Data Center – Maharashtra | https://construction.globaldata.com/Projects/Overview/341945 | Construction Complete | Parent | 55 | 2019 Q4 | 2021 Q3 | 2023 Q1 | Asia-Pacific | India | Maharashtra | Thane | Plot No. R-202, TTC Industrial Estate, Rabale, Navi Mumbai | 400701 | Commercial & Leisure | Data Center | Data Center |  |  | New | Onshore | A joint venture of Web Werks India Pvt Ltd and Iron Mountain Data Centers has undertake the construction a Tier III colocation data center in Rabale, Navi Mumbai, Thane, Maharashtra, India. The project involved the construction of a 11,100m2 data center with a consumption capacity of 10.5MW. It included the construction of meeting rooms, server rooms, administrative space, storage facilities, installation of equipment and cooling systems, and safety and security systems. The facility utilises chilled water system with redundancy level of N+2 in the server hall and N+1 in other areas. Construction works have been completed in February 2023. | 19.144 | 72.9912 | The project involved the construction of a 11,100m2 data center on 2.2ha of land with a consumption capacity of 10.5MW in Navi Mumbai, Thane, Maharashtra, India. The US$55 million project included the following: 1. Construction of meeting rooms 2. Construction of server rooms 3. Construction of administrative space 4. Construction of storage facilities 5. Installation of equipment and cooling systems 6. Installation of safety and security systems | Colocation Data Center; Tier 3 Data Center |  |  | February 2023 - Construction work is completed. August 2021 - Construction work commenced. April 21, 2021 - Iron Mountain Incorporated has signed an agreement to form a joint venture with Web Werks. August 2020 - Planning activities are underway. Q4 2019 - Web Werks India Pvt Ltd announced a plan to build a data center in Mumbai. | Construction Completed | 5 | Not Funded / Unconfirmed | Private | Iron Mountain Inc;Web Werks India Pvt Ltd
552225 | 552225 | 2026-02-19 13:38 | Amazon Data Services – Project Galaxy Data Center Campus – Ohio | Amazon Data Services – Project Galaxy Data Center Campus – Ohio | https://construction.globaldata.com/Projects/Overview/552225 | Planning | Parent | 3000 | 2025 Q2 | 2026 Q2 | 2030 Q4 | North America | United States | Ohio | Sidney | on the north side of Millcreek Road and west of Vandemark Road | 45365 | Commercial & Leisure | Data Center | Data Center |  | Medium | New | Onshore | Amazon Data Services Inc. (Amazon Data Services) is planning to construct a data center on the north side of Millcreek Road and west of Vandemark Road in Sidney, Ohio, the US. The project involves the construction of a data center. It includes the construction of data halls, substations, access roads, administrative spaces, and the installation of cooling systems, safety and security systems. Construction works are scheduled to be completed by December 2030. | 40.2658 | -84.2069 | The project involves the construction of a data center on the north side of Millcreek Road and west of Vandemark Road in Sidney, Ohio, the US. The US$3,000 million project includes the following: 1. Construction of data halls 2. Construction of substations 3. Construction of access roads 4. Construction of administrative spaces 5. Installation of cooling systems 6. Installation of safety and security systems |  |  |  | February 2026 - Amazon Data Services is in the process ot start construction. November 2025 - Sidney City Council approved several tax and development agreements with Amazon Data Services. Q1 2025 - Amazon Data Services announced plans to build a data center in Sidney. | No Major Development | 0 | Not Funded / Unconfirmed | Private | Amazon Data Services Inc
268991 | 268991 | 2026-02-19 13:36 | Keppel Data Centres/ Salim Group – Bogor IndoKeppel Data Center 1 – West Java | Keppel Data Centres/ Salim Group – Bogor IndoKeppel Data Center 1 – West Java | https://construction.globaldata.com/Projects/Overview/268991 | Execution | Parent | 65 | 2018 Q1 | 2020 Q1 | 2026 Q4 | Asia-Pacific | Indonesia | West Java | Bogor | Jln. Kp. Malingping Sukahati |  | Commercial & Leisure | Data Center | Data Center |  |  | New | Onshore | Salim Group (SG) and Alpha Data Centre Fund (ADCF) are undertaking the construction of a Tier III colocation data center in Bogor, West Java, Indonesia. The project involves the construction of a two-story 14,000m2 data center on 7ha of land with a capacity of 50MW. It will be implemented in three phases. The first phase includes the construction of a 9,800m2 area data center with a capacity of 5MW. It includes the construction of office space, server rooms, meeting rooms, administrative space, and parking facilities, and the installation of a generator, air conditioning systems, and elevators. The facility will utilize a water cooling system with N+1 redundancy. The project will be developed and operated by a 60:40 joint venture between the Salim Group and Alpha Data Centre Fund (ADCF), a fund backed by the Keppel Group’s Alpha Investment Partners Limited and Keppel Data Centres. PT Bimatekno Karyatama Konsultan (PT BECA) and PT Tatamulia Nusantara Indah have been appointed as the structural engineer, AWP PTE LTD as the architect and PT Asdi Swasatya and DSCO Group Pte. Ltd as the MEP consultants. ABB Group and PT Vektordaya Mekatrik will provide the PowerWave 33 energy-efficient UPS to the data center In January 2019, a groundbreaking ceremony was held on the first phase with commencement of construction works in 2020 and completed in 2021. | -6.5944 | 106.7892 | The project involves the construction of a 50MW, two-story 14,000m2 data center on 7ha of land at Bogor, West Java, Indonesia. The US$65 million project includes the following: 1. Construction of server rooms 2. Construction of meeting rooms 3. Construction of administrative space 4. Construction of parking facilities 5. Installation of generators 6. Installation of air conditioning systems 7. Installation of safety and security systems | Colocation Data Center; Tier 3 Data Center |  | www.indokeppeldc.com | February 2026 - Planning activities are underway on the second phase. October 2025 - Planning activities are underway on the second phase. May 2024 - Planning activities are underway on the second phase. November 2023 - The project is still in planning on the second phase. Q3 2022 - Planning activities are underway on the second phase. Q4 2021 - Construction works on the first phase completed. March 2021 - Construction activities are underway. September 2020 - Construction activities are underway. Q1 2020 - Construction works on the first phase commenced. January 17, 2019 - Groundbreaking ceremony was held on the first phase. September 2018 - Planning activities are underway. Q1 2018 - ADCF and SG announced plans to develop the IndoKeppel Data Centre 1 project in Bogor. | Project work on Schedule | 1 | Not Funded / Unconfirmed | Private | Keppel Data Centres Holding Pte Ltd;Salim Group |  | AWP Pte Ltd | PT Bimatekno Karyatama Konsultan;PT Tatamulia Nusantara Indah;PT. Asdi Swasatya
551906 | 551906 | 2026-02-19 13:33 | NEXTDC Ltd – TK1 Tokyo Data Center – Tokyo | NEXTDC Ltd – TK1 Tokyo Data Center – Tokyo | https://construction.globaldata.com/Projects/Overview/551906 | Execution | Parent | 200 | 2023 Q2 | 2025 Q4 | 2030 Q4 | Asia-Pacific | Japan | Tokyo | Tokyo | adjacent to Tokyo Tower | 105-0011 | Commercial & Leisure | Data Center | Data Center |  |  | New | Onshore | NEXTDC Ltd (NEXTDC) is planning to undertake the construction of an AI-enabled colocation Tier IV data center in Tokyo, Japan. The project involves the construction of an 8,000m2 data center with a consumption capacity of 28MW. It involves the construction of server rooms, control rooms, and office space, and the installation of equipment and safety and security systems. The facility has been committed to operating on renewable energy and has a target Power Usage Effectiveness (PUE) < 1.4, and it will utilize a direct-to-chip liquid cooling system. It will be equipped with a 2N UPS. CBRE Investment Management has been appointed as the consultant. The facility has been designed to meet Gold Certification. The facility will utilize a liquid-cooled system. In December 2025, the construction works commenced and are scheduled to be completed in 2030. | 35.6895 | 139.6917 | The project involves the construction of an 8,000m2 data center with a consumption capacity of 28MW in Tokyo, Japan. The US$200 million project includes the following: 1. Construction of server rooms 2. Construction of control rooms 3. Construction of an office space 4. Installation of equipment 5. Installation of safety and safety systems | Colocation Data Center; Heating, ventilation and air conditioning (HVAC); Tier 4 Data Center |  |  | February 2026 - Construction activities are underway. December 2025 - Construction works commenced. October 2025 - Planning activities are underway. September 2025 - Site clearing works commenced. Q2 2023 - NextDC announced plans to build a data center in Tokyo, Japan. | Project work on Schedule | 1 | Not Funded / Unconfirmed | Private | NEXTDC Ltd |  |  | CBRE Investment Management
350094 | 350094 | 2026-02-19 13:32 | MSFT – Chandenvalle Data Center – Telangana | MSFT – Chandenvalle Data Center – Telangana | https://construction.globaldata.com/Projects/Overview/350094 | Construction Complete | Parent | 667 | 2021 Q1 | 2023 Q2 | 2025 Q3 | Asia-Pacific | India | Telangana | Hyderabad | Chandenvalle (Chandenvelly) Shabad Mandal | 501503 | Commercial & Leisure | Data Center | Data Center | Parking Facilities |  | New | Onshore | Microsoft Corporation (MSFT) has undertaken the construction of a data center in Telangana, India. The project involved the construction of two single-story data center buildings with a capacity of 100MW on 21ha of land. It included the construction of server rooms, administrative facilities, and substations; a 522m2 rainwater tank; a 12,144m2 parking facility; the installation of equipment and cooling systems; and safety and security systems. The project was developed in two phases. AECOM was appointed as an environmental consultant, Sterling Electro Enterprises Pvt Ltd as the electrical sub-contractor, Hindustan Portable Cabins as the data center equipment supply contractor, and Fluor Corporation as the EPCM contractor, and has also undertaken the construction work. In the first quarter of 2022, a pre-environmental clearance application was submitted. The construction work was completed in August 2025. | 17.2316 | 78.1912 | The project involved the construction of two single-story data center buildings with a capacity of 100MW on 21ha of land in Telangana, India. The US$667 million (INR49,591 crore) project included the following: 1. Construction of server rooms 2. Construction of substations 3. Construction of administrative facilities 4. Construction of a 522m2 rainwater tank 5. Construction of 12,144m2 parking facility 6. Installation of equipment and cooling systems 7. Installation of safety and security systems | Heating, ventilation and air conditioning (HVAC); Hyperscale Data Center | A data center (HYD11) was being developed at Chandenvelly, Shabad Mandal, Rangareddy District, Hyderabad. The project aims to provide cloud services business and generate employment opportunities for the youth in the state. The design of the project would be utilizing the “9.6 MW Ballard Data Center Basis of Design – Nickel." It is also known as Microsoft Data Centre HYD11. |  | August 2025 - Construction works completed. May 2025 - Construction works are underway. June 2024 - Construction works are underway. August 2023 - Construction works are underway. July 2023 - Construction works are underway. March 2023 - Planning activities are underway. September 2022 - The project is in the early development stage. March 2022 - MSFT acquired 21ha in Chandenvelly. Q1 2022 - A pre-environmental clearance application was submitted. September 2021 - The final stage of discussions are ongoing between MSFT and the Telangana Government regarding the project proposal. Q1 2021 - MSFT announced the plans to build a data center in Hyderabad. | Construction Completed | 5 | Not Funded / Unconfirmed | Private | Microsoft Corp | Fluor Corp |  | AECOM India Pvt Ltd
559001 | 559001 | 2026-02-19 12:36 | Hampton Tech – Woolsey Data Center – Virginia | Hampton Tech – Woolsey Data Center – Virginia | https://construction.globaldata.com/Projects/Overview/559001 | Planning | Parent | 4000 | 2025 Q1 | 2027 Q2 | 2033 Q4 | North America | United States | Virginia | Hampton | Woolsey Road, Henry County |  | Commercial & Leisure | Data Center | Data Center |  | Medium | New | Onshore | Hampton Technology Park Owner, LLC is planning to construct a data centre along with Lower Woolsey Road in Hampton, the US. The project involves the construction of a 371,610m2 data centre campus comprising five buildings on 244ha of land. It includes the construction of data halls, server rooms, and a substation, and the installation of generators, cooling systems, and safety and security systems. In Feb 2026, Hampton Technology Park Owner, LLC has filed a Developments of Regional Impact (DRI) application with the Georgia Department of Community Affairs for a new campus in the city of Hampton. The project is scheduled to be completed by 2033. | 33.3814 | -84.2962 | The project involves the construction of a 371,610m2 data centre campus comprising five buildings on 244ha of land in Hampton, the US. The US$4,000 million project includes the following: 1. Construction of data halls 2. Construction of server rooms 3. Construction of a substation 4. Installation of generators 5. Installation of cooling systems 6. Installation of safety and security systems |  |  |  | February 2026 - Planning activities are underway. February 2026 - Hampton Technology Park Owner, LLC has filed a Developments of Regional Impact (DRI) application with the Georgia Department of Community Affairs for a new campus in the city of Hampton. March 2025 - Hampton Technology Park announced plans to construct a data center in Hampton. | No Major Development | 0 | Not Funded / Unconfirmed | Private | Hampton Technology Park Owner LLC
559378 | 559378 | 2026-02-19 12:05 | META – LEAP District Data Center Campus – Indiana | META – LEAP District Data Center Campus – Indiana | https://construction.globaldata.com/Projects/Overview/559378 | Execution | Parent | 10000 | 2024 Q3 | 2026 Q1 | 2031 Q2 | North America | United States | Indiana | Lebanon | just east of County Road 450 West |  | Commercial & Leisure | Data Center | Data Center |  |  | New | Onshore | Meta Platforms Inc (Meta) is undertaking the construction of a data center campus at the LEAP Innovation and Research District in Lebanon, Indiana, the US. The project involves the construction of a 371,612m2 data center campus with a total capacity of 1,000MW on 581ha of land. It includes the construction of 13 buildings including 10 data center buildings, a network building, a logistics warehouse building, a administrative building, parking facilities, and the installation of equipment. The project will be developed in phases and will have the flexibility to handle both AI workloads and Meta’s core products. Indiana Economic Development Corporation has provided Meta a 35-year term data center sales tax exemption for a minimum of $1,000 million in eligible capital invested within its first six years. Meta is also investing US$45 million in public road improvements around the data center campus and plans to spend a total of US$120 million for water infrastructure, roads, transmission lines and utility upgrades. Turner Construction Company (Turner) and M. A. Mortenson Co (Mortenson) have been appointed as the construction contractors for the project. Turner will undertake the main construction works including the logistics management, and mission‑critical systems deliveries; and Mortenson will undertake the supporting structural and systems works of the project. Faith Technologies was appointed to provide electrical systems designs for the project. Nvidia Corp has been awarded a contract to supply subsequent-generation GPUs for the data center’s high-density racks. Arista Networks will provide the high-speed switching fabric required to link GPUs within the campus. Vertiv Holdings Co will be responsible for suppling advanced thermal management systems. Once complete, the data center campus will be Meta's 31st data center and 27th in the US. The project will create 4,000 construction jobs and 300 operational jobs. Meta also has backed 400MW of new energy projects in Indiana as part of its goal to match energy use with 100% clean and renewable energy. The Wabash Valley Power Alliance and Boone Power will provide power to the data center. Meta will be using a water efficient closed-loop, liquid-cooled system for the cooling the data center. The data center buildings are expected to achieve LEED Gold certification once operational. In February 2026, construction works commenced and the first data center buildings are expected to be completed by the fourth quarter of 2027. | 39.8695 | -85.5295 | The project involves the construction of a 371,612m2 data center campus with a total capacity of 1,000MW on 581ha of land in Lebanon, Indiana, the US. The US$10,000 million project includes the following: 1. Construction of 10 data center buildings 2. Construction of one network building 3. Construction of one logistics warehouse building 4. Construction of one administrative building 5. Construction of parking facilities 6. Installation of equipment | Artificial Intelligence; Hyperscale Data Center; LEED |  |  | February 11, 2026 - A groundbreaking ceremony was held, marking the start of construction. August 2025 - Meta secured the planning approvals from the planning commission. November 2024 - A Public meeting was held. Q3 2024 - Meta Platforms announced pland to build a data center campus in Lebanon. | Construction Commenced | 4 | Not Funded / Unconfirmed | Private | Meta Platforms Inc | M. A. Mortenson Co;Turner Construction Co
364323 | 364323 | 2026-02-19 09:42 | CloudHQ – Lisses Data Center Campus – Ile-de-France | CloudHQ – Lisses Data Center Campus – Ile-de-France | https://construction.globaldata.com/Projects/Overview/364323 | Execution | Parent | 1027 | 2020 Q4 | 2022 Q4 | 2027 Q4 | Europe | France | Ile-de-France | Evry | Leonardo da Vinci business park. |  | Commercial & Leisure | Data Center | Data Center | Parking Facilities; Overhead Lines; Transformer Stations & Substations |  | New | Onshore | CloudHQ is planning to undertake the construction of the data center at Lisses, Evry City, Ile-de-France Region, France. The project involves the construction of a 13.7ha data center with a consumption capacity of 275MW. It also includes the construction of two, two-stories buildings comprising 24 computer rooms each and will have a total of 114 generators to prevent any breakdown in the event of a power cut, two 53,000m2 buildings each, access roads and 96 underground parking facilities, and the installation of 104 rooftop chillers (52 per building) for ambient air cooling, including eight emergency generators and one for office spaces, 225kV high voltage lines, two substations with three transformers of 225kV/33kV, and safety and security systems. The project will be developed into two phases as CDG1 and CDG2. The project consumption of 240MW will be taken from the local grid RTE. The architect contract was awarded to Bidard and Raissi Architects and Reid Brewin Architects, landscape architect to Willemin Architecture Landscape Design, acoustic consultant to AVLS, structural consultant to Design Box, electrical engineer to Black & White Engineering, consulting engineer EODD Ingenieurs Conseils SASU and Socotec Avignon, design consultant to Arcadis NV, environmental consultant to Imogis and construction contract to Eiffage Constructions, electrical sub-contractor to Eiffage Energie Systemes. Construction works on CDG1 has been completed by the second quarter of 2025. The project is scheduled to be completed by the fourth quarter of 2027. | 48.6333 | 2.45 | The project involves the construction of a 13.7ha data center with a consumption capacity of 275MW at Lisses, Evry City, Ile-de-France Region, France. The US$1,027 million project includes the following: 1. Construction of two, two-storey buildings comprising 24 computer rooms each 2. Construction of two buildings on a 53,000m2 each 3. Construction of access roads 4. Construction of 96 underground parking facilities 5. Installation of 104 rooftop chillers (52 per building) for ambient air cooling 6. Installation of 225kV high voltage lines 7. Installation of two substations with three transformers of 225kV/33kV 8. Installation of safety and security systems | Colocation Data Center; Heating, ventilation and air conditioning (HVAC); Underground Parking | A new data center is being developed at Lisses, about thirty kilometers from southeast of Paris. The project is located in the Leonardo da Vinci business park, Les Folies concerted development zone (ZAC) which covers 32-hectares to the west of the commune of Lisses. Upon completion, it will be the largest data center with the highest MW-loaded facility in France. The project will create 90 to 120 full time jobs. |  | February 2026 - Construction works are underway. June 2025 - Construction works on the first phase has been completed. January 2025 - Construction works are underway. May 2024 - Construction works are underway. January 2024 - Construction works are underway. April 2023 - Construction works are underway. November 2022 - The foundation stone ceremony was held on the project site marking the start of construction. September 2022 - Design works are underway. June 2022 - Design works are underway. November 29, 2021 - The project received favorable opinion from the investigation commissioner on the building permit application. September 2021 - The public inquiry completed on the project. February 2021 - Conceptual design works are underway. January 2021 - The project was granted approval by the regional authorities. Q4 2020 - CloudHQ announced plans to build data center campus at Lisses, France. | Project work on Schedule | 1 | Not Funded / Unconfirmed | Private | CloudHQ LLC | Eiffage Construction, SAS | Arcadis NV;Bidard and Raissi Architects;Reid Brewin Architects;Willemin Architecture Landscape Design | AVLS;Black & White Engineering;Design Box;EODD Ingenieurs Conseils SASU;Imogis;Socotec Avignon
377746 | 377746 | 2026-02-19 07:41 | ESR Cayman – Kwai Chung Data Center – Tsuen Wan | ESR Cayman – Kwai Chung Data Center – Tsuen Wan | https://construction.globaldata.com/Projects/Overview/377746 | Planning | Parent | 400 | 2021 Q2 | Awaiting Confirmation |  | Asia-Pacific | Hong Kong | Tsuen Wan | Tsuen Wan |  |  | Commercial & Leisure | Data Center | Data Center | Office Buildings | Low | New | Onshore | ESR Cayman Ltd (ESR) is planning to construct a data center project in Kwai Chung, Tsuen Wan, Hong Kong. The project will convert a 15-story cold storage building with an area of 0.32ha into a data center. The project involves the construction of a seven-story data center, office spaces, E&M, generator, cooling, and water treatment spaces, and the installation of electric and mechanical equipment, and cooling systems. The project will convert a cold storage facility into a 40MW data center. The project will be developed in two phases. | 22.3707 | 114.1048 | The project involves the construction of a data center project in Kwai Chung, Tsuen Wan, Hong Kong The US$400 million project includes the following: 1. Construction of a seven-story data center, 2. Construction of office spaces 3. Construction of E&M, generator, cooling, and water treatment spaces 4. Installation of electrical and mechanical equipment 5. Installation of cooling systems | Elevator; Potential E&E | The Data Center project will be developed in Kwai Chung, Tsuen Wan. |  | February 19, 2026 - We have not been able to obtain further updates on this project. We have retained the same project stage and amended the key dates accordingly. We will update the profile as soon as we obtain any new information. April 16, 2025 - We have not been able to obtain further updates on this project. We have retained the same project stage and amended the key dates accordingly. We will update the profile as soon as we obtain any new information. July 03, 2024 - We have not been able to obtain further updates on this project. We have retained the same project stage and amended the key dates accordingly. We will update the profile as soon as we obtain any new information. March 2024 - Planning works are underway. September 2023 - Planning works are underway. August 02, 2023 - ESR has secured USD205 million Sustainability-Linked Loan (SLL). February 2023 - Planning works are underway. August 2022 - ESR has received planning permission. Q2 2021 - ESR announced plans to develop a Data Center project in Kwai Chung. | Information Unavailable |  | Not Funded / Unconfirmed | Private | ESR Group Ltd
559785 | 559766 | 2026-02-19 05:53 | Osae Partners – BXIA Bordeaux-Lac Data Center Facility: Fourth Building – Nouvelle-Aquitaine | Osae Partners – BXIA Bordeaux-Lac Data Center Facility – Nouvelle-Aquitaine | https://construction.globaldata.com/Projects/Overview/559785 | Planning | Sub | 584 | 2025 Q1 | 2028 Q2 | 2031 Q4 | Europe | France | Nouvelle-Aquitaine | Bordeaux | current site of the Parc des Expositions parking lot in Bordeaux-Lac |  | Commercial & Leisure | Data Center | Data Center |  | Medium | New | Onshore | A consortium of Osae Partners and Nouvelles Fonctions Urbaines, is planning to build a data center facility in Bordeaux, Gironde Department, Nouvelle-Aquitaine Region, France. The project involves the construction of a data center facility. It also includes the construction of a data center building with a 50MW of IT capacity, office, server room, access roads, parking facility and the installation of equipment and cooling systems and safety and security systems. The project is scheduled to be completed by the fourth quarter of 2031. | 44.8976 | -0.57415 | The project involves the construction of a new data center facility in Bordeaux, Gironde Department, Nouvelle-Aquitaine Region, France. The US$584 million project includes the following: 1. Construction of a data center building with a 50MW of IT capacity 2. Construction of office 3. Construction of server room 4. Construction of access roads 5. Construction of parking facility 6. Installation of equipment and cooling systems 7. Installation of safety and security systems | Colocation Data Center; Edge Data Center |  |  | February 2026 - The project received green light from the Bordeaux metropole. Q1 2025 - A consortium of Osae Partners and Nouvelles Fonctions Urbaines, announced plans to build a data center facility in Bordeaux, France. | Major Authority Clearance Received | 3 | Not Funded / Unconfirmed | Private | Nouvelles Fonctions Urbaines;Osae Partners
559786 | 559766 | 2026-02-19 05:53 | Osae Partners – BXIA Bordeaux-Lac Data Center Facility: Fifth Building – Nouvelle-Aquitaine | Osae Partners – BXIA Bordeaux-Lac Data Center Facility – Nouvelle-Aquitaine | https://construction.globaldata.com/Projects/Overview/559786 | Planning | Sub | 584 | 2025 Q1 | 2028 Q2 | 2040 Q4 | Europe | France | Nouvelle-Aquitaine | Bordeaux | current site of the Parc des Expositions parking lot in Bordeaux-Lac |  | Commercial & Leisure | Data Center | Data Center |  | Medium | New | Onshore | A consortium of Osae Partners and Nouvelles Fonctions Urbaines, is planning to build a data center facility in Bordeaux, Gironde Department, Nouvelle-Aquitaine Region, France. The project involves the construction of a data center facility. It also includes the construction of a data center building with a 50MW of IT capacity, office, server room, access roads, parking facility and the installation of equipment and cooling systems and safety and security systems. The project is scheduled to be completed by the fourth quarter of 2031. | 44.8976 | -0.57415 | The project involves the construction of a new data center facility in Bordeaux, Gironde Department, Nouvelle-Aquitaine Region, France. The US$584 million project includes the following: 1. Construction of a data center building with a 50MW of IT capacity 2. Construction of office 3. Construction of server room 4. Construction of access roads 5. Construction of parking facility 6. Installation of equipment and cooling systems 7. Installation of safety and security systems | Colocation Data Center; Edge Data Center |  |  | February 2026 - The project received green light from the Bordeaux metropole. Q1 2025 - A consortium of Osae Partners and Nouvelles Fonctions Urbaines, announced plans to build a data center facility in Bordeaux, France. | Major Authority Clearance Received | 3 | Not Funded / Unconfirmed | Private | Nouvelles Fonctions Urbaines;Osae Partners
559784 | 559766 | 2026-02-19 05:51 | Osae Partners – BXIA Bordeaux-Lac Data Center Facility: Third Building – Nouvelle-Aquitaine | Osae Partners – BXIA Bordeaux-Lac Data Center Facility – Nouvelle-Aquitaine | https://construction.globaldata.com/Projects/Overview/559784 | Planning | Sub | 584 | 2025 Q1 | 2028 Q2 | 2031 Q4 | Europe | France | Nouvelle-Aquitaine | Bordeaux | current site of the Parc des Expositions parking lot in Bordeaux-Lac |  | Commercial & Leisure | Data Center | Data Center |  | Medium | New | Onshore | A consortium of Osae Partners and Nouvelles Fonctions Urbaines, is planning to build a data center facility in Bordeaux, Gironde Department, Nouvelle-Aquitaine Region, France. The project involves the construction of a data center facility. It also includes the construction of a data center building with a 50MW of IT capacity, office, server room, access roads, parking facility and the installation of equipment and cooling systems and safety and security systems. The project is scheduled to be completed by the fourth quarter of 2031. | 44.8976 | -0.57415 | The project involves the construction of a new data center facility in Bordeaux, Gironde Department, Nouvelle-Aquitaine Region, France. The US$584 million project includes the following: 1. Construction of a data center building with a 50MW of IT capacity 2. Construction of office 3. Construction of server room 4. Construction of access roads 5. Construction of parking facility 6. Installation of equipment and cooling systems 7. Installation of safety and security systems | Colocation Data Center; Edge Data Center |  |  | February 2026 - The project received green light from the Bordeaux metropole. Q1 2025 - A consortium of Osae Partners and Nouvelles Fonctions Urbaines, announced plans to build a data center facility in Bordeaux, France. | Major Authority Clearance Received | 3 | Not Funded / Unconfirmed | Private | Nouvelles Fonctions Urbaines;Osae Partners
559782 | 559766 | 2026-02-19 05:51 | Osae Partners – BXIA Bordeaux-Lac Data Center Facility: Second Building – Nouvelle-Aquitaine | Osae Partners – BXIA Bordeaux-Lac Data Center Facility – Nouvelle-Aquitaine | https://construction.globaldata.com/Projects/Overview/559782 | Planning | Sub | 584 | 2025 Q1 | 2028 Q2 | 2031 Q4 | Europe | France | Nouvelle-Aquitaine | Bordeaux | current site of the Parc des Expositions parking lot in Bordeaux-Lac |  | Commercial & Leisure | Data Center | Data Center |  | Medium | New | Onshore | A consortium of Osae Partners and Nouvelles Fonctions Urbaines, is planning to build a data center facility in Bordeaux, Gironde Department, Nouvelle-Aquitaine Region, France. The project involves the construction of a data center facility. It also includes the construction of a data center building with a 50MW of IT capacity, office, server room, access roads, parking facility and the installation of equipment and cooling systems and safety and security systems. The project is scheduled to be completed by the fourth quarter of 2031. | 44.8976 | -0.57415 | The project involves the construction of a new data center facility in Bordeaux, Gironde Department, Nouvelle-Aquitaine Region, France. The US$584 million project includes the following: 1. Construction of a data center building with a 50MW of IT capacity 2. Construction of office 3. Construction of server room 4. Construction of access roads 5. Construction of parking facility 6. Installation of equipment and cooling systems 7. Installation of safety and security systems | Colocation Data Center; Edge Data Center |  |  | February 2026 - The project received green light from the Bordeaux metropole. Q1 2025 - A consortium of Osae Partners and Nouvelles Fonctions Urbaines, announced plans to build a data center facility in Bordeaux, France. | Major Authority Clearance Received | 3 | Not Funded / Unconfirmed | Private | Nouvelles Fonctions Urbaines;Osae Partners
559781 | 559766 | 2026-02-19 05:49 | Osae Partners – BXIA Bordeaux-Lac Data Center Facility: BX2 First Building – Nouvelle-Aquitaine | Osae Partners – BXIA Bordeaux-Lac Data Center Facility – Nouvelle-Aquitaine | https://construction.globaldata.com/Projects/Overview/559781 | Planning | Sub | 584 | 2025 Q1 | 2027 Q4 | 2028 Q2 | Europe | France | Nouvelle-Aquitaine | Bordeaux | current site of the Parc des Expositions parking lot in Bordeaux-Lac |  | Commercial & Leisure | Data Center | Data Center |  | Medium | New | Onshore | A consortium of Osae Partners and Nouvelles Fonctions Urbaines, is planning to build a data center facility in Bordeaux, Gironde Department, Nouvelle-Aquitaine Region, France. The project involves the construction of a data center facility. It also includes the construction of a data center building with a 50MW of IT capacity, office, server room, access roads, parking facility and the installation of equipment and cooling systems and safety and security systems. The project is scheduled to be completed by the second quarter of 2028. | 44.8976 | -0.57415 | The project involves the construction of a new data center facility in Bordeaux, Gironde Department, Nouvelle-Aquitaine Region, France. The US$584 million project includes the following: 1. Construction of a data center building with a 50MW of IT capacity 2. Construction of office 3. Construction of server room 4. Construction of access roads 5. Construction of parking facility 6. Installation of equipment and cooling systems 7. Installation of safety and security systems | Colocation Data Center; Edge Data Center |  |  | February 2026 - The project received green light from the Bordeaux metropole. Q1 2025 - A consortium of Osae Partners and Nouvelles Fonctions Urbaines, announced plans to build a data center facility in Bordeaux, France. | Major Authority Clearance Received | 3 | Not Funded / Unconfirmed | Private | Nouvelles Fonctions Urbaines;Osae Partners
559766 | 559766 | 2026-02-19 05:48 | Osae Partners – BXIA Bordeaux-Lac Data Center Facility – Nouvelle-Aquitaine | Osae Partners – BXIA Bordeaux-Lac Data Center Facility – Nouvelle-Aquitaine | https://construction.globaldata.com/Projects/Overview/559766 | Planning | Parent | 3501 | 2025 Q1 | 2027 Q4 | 2031 Q4 | Europe | France | Nouvelle-Aquitaine | Bordeaux | current site of the Parc des Expositions parking lot in Bordeaux-Lac |  | Commercial & Leisure | Data Center | Data Center |  | Medium | New | Onshore | A consortium of Osae Partners and Nouvelles Fonctions Urbaines, is planning to build a data center facility in Bordeaux, Gironde Department, Nouvelle-Aquitaine Region, France. The project involves the construction of a data center facility on a 20ha of land with a total capacity of 250MW. It also includes the construction of a data center comprising five buildings with a 50MW of IT capacity each, offices, server rooms, access roads, co-working spaces, parking facilities and the installation of equipment and cooling systems and safety and security systems. The project will be developed in phases. Construction works on the first building, named BX2, are scheduled to be completed by the second quarter of 2028. Construction works on remaining four buildings are scheduled to be completed by the fourth quarter of 2031. | 44.8976 | -0.57415 | The project involves the construction of a new data center facility on a 20ha of land with a total capacity of 250MW in Bordeaux, Gironde Department, Nouvelle-Aquitaine Region, France. The US$3,501 million project includes the following: 1. Construction of a data center comprising five buildings with a 50MW of IT capacity each 2. Construction of offices 3. Construction of server rooms 4. Construction of access roads 5. Construction of co-working spaces 6. Construction of parking facilities 7. Installation of equipment and cooling systems 8. Installation of safety and security systems | Colocation Data Center; Edge Data Center |  |  | February 2026 - The project received green light from the Bordeaux metropole. Q1 2025 - A consortium of Osae Partners and Nouvelles Fonctions Urbaines, announced plans to build a data center facility in Bordeaux, France. | Major Authority Clearance Received | 3 | Not Funded / Unconfirmed | Private | Nouvelles Fonctions Urbaines;Osae Partners
506549 | 506786 | 2026-02-19 03:55 | Group 42/ Khazna Data – Project Stargate (4 GW) – Abu Dhabi | Group 42 – Project Stargate (5GW) – Abu Dhabi | https://construction.globaldata.com/Projects/Overview/506549 | Study | Sub | 32000 | 2025 Q2 | 2028 Q1 | 2030 Q1 | Middle East and Africa | United Arab Emirates | Abu Dhabi | Abu Dhabi |  |  | Commercial & Leisure | Data Center | Data Center |  | Medium | New | Onshore | Group 42 and Khazna Data Centres are undertaking the construction of an artificial intelligence data centre in Abu Dhabi, the UAE. The project involves the construction of an AI data center (4GW). It also includes server rooms, control rooms, conference rooms and installation of security systems, electrical equipment, and associated facilities. In May 2025, the UAE and US governments have signed an agreement for the development of the project. In February 2026, the project is in the initial stages of development. | 24.4667 | 54.3667 | Group 42 and Khazna Data Centres are undertaking the construction of an artificial intelligence data centre in Abu Dhabi, the UAE. The project is also known as Stargate AI Campus. The UAE-US AI campus will include 5GW of capacity for AI data centres in Abu Dhabi, providing a regional platform from which US hyperscalers will be able to offer latency-friendly services to nearly half of the global population living within 3,200 kilometres of the UAE. Once completed, the facility will leverage nuclear, solar and gas power to minimise carbon emissions and will also house a science park driving advancements in AI innovation The US$32,000 million project includes the following: 1. Construction of an AI data center (4GW) 2. Construction of server rooms 3. Construction of control rooms 4. Construction of conference rooms 5. Installation of security systems 6. Installation of electrical equipment 7. Construction of associated facilities | Green data center; Heating, ventilation and air conditioning (HVAC); Sustainable Building | An artificial intelligence center is planned to be developed in Abu Dhabi |  | February 2026 - The project is in the initial stages of development. May 20, 2025 - The UAE and US governments have signed an agreement for the development of the project. | Project work on Schedule | 1 | Not Funded / Unconfirmed | Private | Group 42 Holding Ltd;Khazna Data Center Ltd
506786 | 506786 | 2026-02-19 03:55 | Group 42 – Project Stargate (5GW) – Abu Dhabi | Group 42 – Project Stargate (5GW) – Abu Dhabi | https://construction.globaldata.com/Projects/Overview/506786 | Execution | Parent | 40000 | 2024 Q1 | 2025 Q4 | 2030 Q1 | Middle East and Africa | United Arab Emirates | Abu Dhabi | Abu Dhabi |  |  | Commercial & Leisure | Data Center | Data Center |  |  | New | Onshore | Group 42 is undertaking the construction of an artificial intelligence data center in Abu Dhabi, the UAE. The project will be developed in two phases. The project involves the IT Load Capacity: The facility is planned with an IT load capacity of about 5 GW, Power Infrastructure: Primary supply from the UAE national grid via dedicated ultra-high-voltage connections and on-site substations, Backup and Resilience: The facility will include N+1 redundancy, including large-scale diesel or gas generators, UPS systems, and potential long-duration energy storage solutions, Data Centre Type: The project is planned as a hyperscale data centre, Cooling Systems: The facility has Advanced liquid cooling, Floor Load Capacity: The loading capacity is around 15 kN/m2, Power Density: The infrastructure will support 50 kW per rack, Rack Configuration: The facility will support Custom AI-optimised racks, supporting GPU/accelerator clusters. In May 2025, the UAE and US governments have signed an agreement for the development of the project. Project Stargate (1GW) Phase 1: 200MW: It is understood that the main contract for the construction of the 200MW first phase is expected to be awarded imminently. ALEC Data Center Solutions has been appointed as the main contractor for the Project Stargate (1GW) Phase 1: 200MW project. Project Stargate (1GW) Phase 1: 200MW - Construction works are ongoing on the project. Project Stargate (4 GW): The project is in the initial stages of development. | 24.4667 | 54.3667 | Group 42 is undertaking the construction of an artificial intelligence data center in Abu Dhabi, the UAE. The project is also known as Stargate AI Campus. The UAE-US AI campus will include 5GW of capacity for AI data centres in Abu Dhabi, providing a regional platform from which US hyperscalers will be able to offer latency-friendly services to nearly half of the global population living within 3,200 kilometres of the UAE. Once completed, the facility will leverage nuclear, solar and gas power to minimise carbon emissions and will also house a science park driving advancements in AI innovation. The project will be developed in phases. The US$40,000 million project includes the following: Key Technical Features: 1. IT Load Capacity: The facility is planned with an IT load capacity of about 5 GW 2. Power Infrastructure: Primary supply from the UAE national grid via dedicated ultra-high-voltage connections and on-site substations. 3. Backup and Resilience: The facility will include N+1 redundancy, including large-scale diesel or gas generators, UPS systems, and potential long-duration energy storage solutions 4. Data Centre Type: The project is planned as a hyperscale data centre 5. Cooling Systems: The facility has Advanced liquid cooling 6. Floor Load Capacity: The loading capacity is around 15 kN/m2 7. Power Density: The infrastructure will support 50 kW per rack 8. Rack Configuration: The facility will support Custom AI-optimised racks, supporting GPU/accelerator clusters | Heating, ventilation and air conditioning (HVAC); Hyperscale Data Center | An artificial intelligence center is planned to be developed in Abu Dhabi |  | February 2026 - Project Stargate (4 GW): The project is in the initial stages of development. October 2025 - Project Stargate (1GW) Phase 1: 200MW - Construction works are ongoing on the project. July 2025 - ALEC Data Center Solutions has been appointed as the main contractor for the Project Stargate (1GW) Phase 1: 200MW project. May 2025 - Project Stargate (1GW) Phase 1: 200MW: It is understood that the main contract for the construction of the 200MW first phase is expected to be awarded imminently. May 21, 2025 - The UAE and US governments have signed an agreement for the development of the project. | Project work on Schedule | 1 | Not Funded / Unconfirmed | Private | Group 42 Holding Ltd
506537 | 506786 | 2026-02-19 03:53 | Group 42 – Project Stargate (1GW) Phase 1 – Abu Dhabi | Group 42 – Project Stargate (5GW) – Abu Dhabi | https://construction.globaldata.com/Projects/Overview/506537 | Execution | Sub | 8000 | 2024 Q1 | 2025 Q4 | 2029 Q2 | Middle East and Africa | United Arab Emirates | Abu Dhabi | Abu Dhabi |  |  | Commercial & Leisure | Data Center | Data Center |  |  | New | Onshore | Group 42 is undertaking the construction of an artificial intelligence data center in Abu Dhabi, the UAE. The project involves the construction of an AI data center (1GW). It also includes server rooms, control rooms, conference rooms and installation of security systems, electrical equipment, and associated facilities. In May 2025, the UAE and US governments have signed an agreement for the development of the project. In July 2025, Project Stargate (1GW) Phase 1: 200MW: It is understood that the main contract for the construction of the 200MW first phase is expected to be awarded imminently. ALEC Data Center Solutions has been appointed as the main contractor for the Project Stargate (1GW) Phase 1: 200MW project. Project Stargate (1GW) Phase 1: 200MW - Construction works are ongoing on the project. Project Stargate (1GW) Phase 1: 200MW - Construction works are ongoing on the project. | 24.4667 | 54.3667 | Group 42 is undertaking the construction of an artificial intelligence data center named as UAE-US AI Campus in Abu Dhabi, the UAE. The project is also known as Stargate AI Campus. Stargate UAE, supported by G42, which holds a majority stake in Khazna, is poised to make significant advancements in the region. The UAE-US AI campus will include 5GW of capacity for AI data centres in Abu Dhabi, providing a regional platform from which US hyperscalers will be able to offer latency-friendly services to nearly half of the global population living within 3,200 kilometres of the UAE. Once completed, the facility will leverage nuclear, solar and gas power to minimise carbon emissions and will also house a science park driving advancements in AI innovation The current profile includes phase I. The US$8,000 million project includes the following: 1. Construction of an AI data center (1GW) 2. Construction of server rooms 3. Construction of control rooms 4. Construction of conference rooms 5. Installation of security systems 6. Installation of electrical equipment 7. Construction of associated facilities Project Stargate (1GW) Phase 1: 200MW | Green data center; Heating, ventilation and air conditioning (HVAC); Sustainable Building | An artificial intelligence center is planned to be developed in Abu Dhabi |  | February 2026 - Project Stargate (1GW) Phase 1: 200MW - Construction works are ongoing on the project. October 2025 - Project Stargate (1GW) Phase 1: 200MW - Construction works are ongoing on the project. July 2025 - ALEC Data Center Solutions has been appointed as the main contractor for the Project Stargate (1GW) Phase 1: 200MW project. May 2025 - Project Stargate (1GW) Phase 1: 200MW: It is understood that the main contract for the construction of the 200MW first phase is expected to be awarded imminently. May 20, 2025 - The UAE and US governments have signed an agreement for the development of the project. | Project work on Schedule | 1 | Not Funded / Unconfirmed | Private | Group 42 Holding Ltd |  |  | Mace Ltd;Sudlows DMCC
523715 | 506786 | 2026-02-19 03:53 | Group 42 – Project Stargate (1GW) Phase 1: 200MW – Abu Dhabi | Group 42 – Project Stargate (5GW) – Abu Dhabi | https://construction.globaldata.com/Projects/Overview/523715 | Execution | Sub-Sub | 1416 | 2024 Q1 | 2025 Q4 | 2026 Q4 | Middle East and Africa | United Arab Emirates | Abu Dhabi | Abu Dhabi |  |  | Commercial & Leisure | Data Center | Data Center |  |  | New | Onshore | Group 42 is undertaking the construction of an artificial intelligence data centre named Project Stargate (1GW) Phase 1: 200MW Stargate (Elysium) AI Campus in Abu Dhabi, the UAE. The project involves the construction of an AI data centre (200MW). It also includes server rooms, control rooms, conference rooms and installation of security systems, electrical equipment, and associated facilities. In July 2025, it is understood that the main contract for the construction of the 200MW first phase is expected to be awarded imminently. ALEC Engineering and Contracting LLC has been appointed as the main contractor. Construction works are ongoing on the project. Construction works are ongoing on the project. | 24.4667 | 54.3667 | Group 42 is undertaking the construction of an artificial intelligence data center named Project Stargate (1GW) Phase 1: 200MW Stargate (Elysium) AI Campus in Abu Dhabi, the UAE. The UAE-US AI campus will include 5GW of capacity for AI data centres in Abu Dhabi, providing a regional platform from which US hyperscalers will be able to offer latency-friendly services to nearly half of the global population living within 3,200 kilometres of the UAE. Once completed, the facility will leverage nuclear, solar and gas power to minimise carbon emissions and will also house a science park driving advancements in AI innovation. Khazna Data Centers, a subsidiary of G42, is supporting Stargate and Microsoft will be providing the AI and cloud infrastructure services. The US$1,416 million project includes the following: 1. Construction of an AI data center (200MW) 2. Construction of server rooms 3. Construction of control rooms 4. Construction of conference rooms 5. Installation of security systems 6. Installation of electrical equipment 7. Construction of associated facilities | Green data center; Heating, ventilation and air conditioning (HVAC); Sustainable Building | An artificial intelligence center is planned to be developed in Abu Dhabi |  | February 2026 - Construction works are ongoing on the project. October 2025 - Construction works are ongoing on the project. October 2025 - The client has signed a pre-construction services agreement with Alec Construction to undertake the procurement strategy and tendering, programme and risk management services for the project. Alec will also undertake the early works for the project. July 2025 - ALEC Engineering and Contracting LLC has been appointed as the main contractor. January 06, 2025 - It is understood that the main contract for the construction of the 200MW first phase is expected to be awarded imminently. | Project work on Schedule | 1 | Not Funded / Unconfirmed | Private | Group 42 Holding Ltd | ALEC Engineering and Contracting LLC |  | Red Engineering;Sudlows DMCC
195000 | 195000 | 2026-02-18 18:48 | Kao Data – Harlow Kao Park Data Center – Essex | Kao Data – Harlow Kao Park Data Center – Essex | https://construction.globaldata.com/Projects/Overview/195000 | Execution | Parent | 282 | 2014 Q1 | 2015 Q4 | 2027 Q4 | Europe | United Kingdom | Essex | Harlow | Former Nortel Telecommunications Site On the Harlow Enterprise Zone | CM17 9NA | Commercial & Leisure | Data Center | Data Center | Office Buildings |  | New | Onshore | Kao Data (Kao Data) is undertaking the construction of a Tier III colocation Data Center at the former Nortel Telecommunications site in Essex, the UK. The project involves the construction of a 61,000m2 data center complex comprising four buildings with a consumption capacity of 71.2MW on 6ha of land. It includes the construction of a new business park comprising two office buildings on a 19,509m2 area, a 43.5MVA substation, a science and technology park, and the installation of safety and security systems. The facility will be operated on 100% renewable energy, and it will use liquid-cooled, direct-to-chip, and air-cooled hybrid technology with capacities up to 130kW per rack. It will be equipped with HVO generators. It will use N+1 Indirect Evaporative Cooling (IEC), utilising 13x Adia-DENCO AHUs, providing highly efficient climate. It includes four buildings known as "KLON-01, KLON-02, KLON-03, and KLON-04". The first building (KLON-01) includes the construction of a 10,279m2 floor area with 8.8MW and 1620 racks. The second building (KLON-02) includes the construction of 1,800 racks on a 3,400m2 floor area with a capacity of 8.8MW, the third building includes the construction of a 17.6MW data center, and the fourth building includes 36MW The first phase includes the construction of a three-story, 7,432m2 Grade A office accommodation with a 786-space multi-story car park and cycle storage facility. The project includes the refurbishment of two larger buildings on the site, the demolition of redundant laboratory space, the construction of new road access, an administrative facility, server rooms, a parking facility, the installation of elevators, and safety and security systems. The data centers will be BREEAM ‘Excellent’ certified. Harlow Properties Ltd (HPL) and Goldacre Ventures Ltd (GVL) are appointed to develop the project. In 2014, US$8 million in funds were provided by the private sector alongside public sector loans of US$4 million from each of Harlow Council and the Homes and Communities Agency. Pryor, a Harlow-based civil engineering company, was appointed as the main contractor, and demolition commenced and got completed in July 2015 In 2015, the Construction of the new access road to the Business Park was completed. Wired Real Estate Group (WiredRE) and Cushman & Wakefield were appointed as the advisers. Lee Baron was appointed as the financial advisor, and CBRE as the lead consultant. In 2016, construction work on the office building was completed. HPL received approvals for the science and technology park. JCA Engineering Ltd was appointed as a general contractor for all four data centers, with Abstract Consulting Ltd as the structural and civil engineer and TPA Architects as the Architect. UBU Design Ltd, Hale Architects, and Tilbrook's Landscape Ltd were appointed as landscape architects, and Matrix Networks to build a 43.5MVA sub-station for the project. In 2017, the Construction of the 43.5MVA sub-station was completed. Schneider Electric Ltd has been appointed as a management contractor, Marchini Curran Associates has been appointed as a design consultant, and Zumtobel Group AG and Thorn Lighting as lighting consultants. In 2018, Construction works on the KLON-01 was completed. In 2019, Kao Data secured the investment partner Legal & General Capital. EMBL-EBI has signed a contract with HPL for data center services and will be served through the first data center. Construction on both the office buildings and multi-story parking facilities was completed. Gallagher Group Ltd has been appointed as a civil engineer. In February 2022, construction on the second data center commenced and was completed in December 2023. Construction of the third building (KLON-03) is expected to be completed by the end of 2026. | 51.777 | 0.112 | The project involves the construction of a 61,000m2 data center complex comprising four buildings with a consumption of 71.2MW on 6ha of land in Essex, the UK. The US$282 million project includes the following: 1. Refurbishment of two larger buildings 2. Demolition of redundant laboratory space 3. Construction of new road access 4. Construction of server rooms 5. Construction of a multi-story car parking facility with 786 spaces 6. Construction of an administrative facility 7. Construction of 43.5MVA substation 8. Construction of a science and technology park 9. Construction of a new business park comprising two office buildings over 19,509m2 10. Installation of safety and security systems | BREEAM; Business Park/Business District; Colocation Data Center; Grade-A Office; Heating, ventilation and air conditioning (HVAC); Multilevel Car Parking (MLCP); Tier 3 Data Center |  | www.kaopark.com | February 2026 - Construction works are underway on the third building. July 2025 - Construction work is underway. March 2025 - Construction works are underway. August 2024 - Construction works are underway. December 2023 - Construction works on second phase completed. August 2023 - Construction works are underway. November 2022 - Construction works on the second date center are underway. March 2022 - Construction works on the second date center are underway. Q3 2021 - Planning activities are underway for the second phase. March 2021 - Planning activities are underway for the second phase. September 2020 - Planning activities are underway for the second phase. May 2020 - Planning activities are underway for the second phase. September 2019 - EMBL-EBI has signed a contract with HPL for data centre services and will be served through the first data centre. February 11, 2019 - Kao Data secures the investment partner Legal & General Capital. Q1 2018 - Construction works on the KDL1 completed. June 2017 - Construction work is underway. Q4 2016 - Construction activities are underway. Q4 2016 - JCA Engineering Ltd was appointed as general contractor for First data center. Q4 2016 - HPL received approvals for the science and technology park. Q3 2016 - Construction works on the office building completed. Q2 2016 - Construction works underway. Q2 2016 - 60% construction works on office building completed. March 2016 - Construction works commenced. Q4 2015 - Cushman & Wakefield was appointed as the adviser. Q4 2015 - Construction activities are underway. Q3 2015 - Construction of new access road to the Business Park was completed. Q3 2015 - WiredRE was appointed as the adviser. Q3 2015 - Demolition works were completed. Q4 2014 - Demolition works commenced. Q4 2014 - Pryor was appointed as the main contractor. July 02, 2014 - US$8 million fund was provided by the private sector alongside public sector loan. Q1 2014 - Kao Park announced plans to undertake the Kao Park Data Center project. | Project work on Schedule | 1 | Not Funded / Unconfirmed | Private | Kao Data Ltd | JCA Engineering Ltd;Matrix Networks;The Pryor Group | Hale Architects;Tilbrooks Landscape Ltd;Ubu Design | Abstruct Consulting Ltd;CBRE Limited;Gallagher Group Ltd
503999 | 195000 | 2026-02-18 18:29 | Kao Data – Harlow Kao Park Data Center : KLON-03 – Essex | Kao Data – Harlow Kao Park Data Center – Essex | https://construction.globaldata.com/Projects/Overview/503999 | Execution | Sub | 52 | 2024 Q1 | 2025 Q1 | 2026 Q4 | Europe | United Kingdom | Essex | Harlow | Former Nortel Telecommunications Site On the Harlow Enterprise Zone | CM17 9NA | Commercial & Leisure | Data Center | Data Center |  |  | New | Onshore | Kao Data (Kao Data) is undertaking the construction of a Tier III colocation data center at the former Nortel Telecommunications site in Essex, the UK. The project involves the construction of a 17.6MW data center. It includes the construction of server rooms, meeting rooms, administrative spaces, parking spaces, and the installation of hybrid-cooled, hot aisle containment (HAC) systems, which can accommodate rack densities up to 130kw, generators, and safety and security systems. The facility will be operated on 100% renewable energy, and it will accommodate hybrid-cooling technology, which enables AI users to deploy multi-megawatts (MWs) of direct-to-chip, liquid-cooled infrastructure, alongside traditional air-cooled servers within the same Technology Suite. Marchini Curran Associates has been appointed as a design consultant, JCA Engineering Ltd as a contractor, and Zumtobel Group AG and Thorn Lighting as lighting consultants. The project is a part of the Harlow Kao Park Data Center and is expected to be completed by 2026. | 51.7526 | 0.059923 | The project involves the expansion of a 17.6MW data center in Essex, the UK. The US$52 million Project includes the following: 1. Construction of server rooms 2. Construction of meeting rooms 3. Construction of administrative spaces 4. Construction of parking spaces 5. Installation of hybrid-cooled, hot aisle containment (HAC) systems, which can accommodate rack densities up to 130kw 6. Installation of generators 7. Installation of safety and security systems | Colocation Data Center; Green data center; Tier 3 Data Center |  |  | February 2026 - Construction activities are underway. May 2025 - Construction activities are underway February 2025 - Construction commenced. July 2024 - Planning activities are underway Q1 2024 - Kao Data (Kao Data) announced plans to construct a data centre in London. | Project work on Schedule | 1 | Not Funded / Unconfirmed | Private | Kao Data Ltd | JCA Engineering Ltd | Marchini Curran Associates | Zumtobel Group AG
490764 | 490764 | 2026-02-18 17:52 | Virtus DC – MILAN1 Data Center – Lombardy | Virtus DC – MILAN1 Data Center – Lombardy | https://construction.globaldata.com/Projects/Overview/490764 | Planning | Parent | 250 | 2024 Q4 | 2026 Q3 | 2027 Q4 | Europe | Italy | Lombardy | Milan | Cornaredo |  | Commercial & Leisure | Data Center | Data Center |  | Low | New | Onshore | VIRTUS Data Centres Ltd. is planning to undertake the construction of a colocation tier III data center campus in Cornaredo, Milan, Lombardy, Italy. The project involves the construction of a 44,000m2, 70MW data center on an area of 7.1ha. It also includes the construction of a gate building, a transformer building, a waste building and a sprinkler water tank with pumping stations, and the installation of related equipment and cooling systems. The project aims to support the increasing requirements of AI workloads, hyper-scale environments, and high-density computing while ensuring operational efficiency. It is committed to sustainability and will incorporate best practices to reduce environmental impact, including energy-efficient designs, access to renewable power, waste reduction measures, and responsible water usage. The facility will be powered by 100% renewable energy. It will use a chilled water cooling system with N+1 redundancy and free cooling chillers for cooling and Generators and UPS systems for power backup. The project is designed to achieve LEED Gold Certification. The construction works are scheduled to be completed in 2027. | 45.5024 | 9.013 | The project involves building a 44,000m2, 70MW data center on 7.1ha in Cornaredo, Milan, Lombardy, Italy. The US$250 million project includes the following: 1. Construction of a gate building 2. Construction of a transformer building 3. Construction of a waste building 4. Construction of a sprinkler water tank with pumping stations 5. Installation of related equipment 6. Installation of cooling systems | Colocation Data Center; Green data center; Heating, ventilation and air conditioning (HVAC); LEED; Tier 3 Data Center |  |  | February 2026 - Planning activities are underway. June 2025 - Planning activities are underway. March 2025 - Planning activities are underway. Q4 2024 - VIRTUS Data Centres announced plans to build a data center in Italy. | No Major Development | 0 | Not Funded / Unconfirmed | Private | VIRTUS Data Centres Ltd.
504396 | 195000 | 2026-02-18 17:45 | Kao Data – Harlow Kao Park Data Center : KLON-04 – Essex | Kao Data – Harlow Kao Park Data Center – Essex | https://construction.globaldata.com/Projects/Overview/504396 | Planning | Sub | 30 | 2024 Q1 | 2026 Q2 | 2027 Q4 | Europe | United Kingdom | Essex | Harlow | London Rd | CM17 9NA | Commercial & Leisure | Data Center | Data Center |  | Low | New | Onshore | Kao Data (Kao Data) is undertaking the expansion of a colocation data center at the former Nortel telecommunications site in London Road, Harlow, Essex, the UK. The project involves the construction of a 36MW data center. It includes the construction of server rooms, data halls, meeting rooms, administrative spaces, parking spaces, and the installation of cooling systems, racks, and safety and security systems. The facility will be operated on 100% renewable energy, and it will use liquid-cooled, direct-to-chip, and air-cooled hybrid technology with capacities up to 130kW per rack. It will be equipped with HVO generators. | 51.7555 | 0.13129 | The project involves the construction of a 36MW data center in Essex, the UK. The US$100 million project includes the following: 1. Construction of server rooms 2. Construction of data halls 3. Construction of meeting rooms 4. Construction of administrative spaces 5. Construction of parking spaces 6. Installation of cooling systems 7. Installation of racks 8. Installation of safety and security systems | Colocation Data Center; Tier 3 Data Center |  |  | February 2026 - planning activities are underway. May 2025 - Project is in early stages of development. March 2024 - Kao Data announced plans to construct a data center in Harlaw. | No Major Development | 0 | Not Funded / Unconfirmed | Private | Kao Data Ltd
512428 | 512428 | 2026-02-18 17:26 | EdgeConneX – DUB04 Data Center – Leinster | EdgeConneX – DUB04 Data Center – Leinster | https://construction.globaldata.com/Projects/Overview/512428 | Execution | Parent | 200 | 2023 Q1 | 2024 Q2 | 2026 Q2 | Europe | Ireland | Leinster | Dublin |  |  | Commercial & Leisure | Data Center | Data Center |  |  | New | Onshore | EdgeConneX is undertaking the construction of a hyperscale data center in Dublin, Ireland. The project involves the construction of a 15,000m2 single-story data center with 30MW of capacity. The project includes the construction of server rooms, meeting rooms, an administrative space, parking, and related facilities, and the installation of equipment. AWN Consulting Ltd has been appointed as the project consultant. | 53.3331 | -6.2489 | The project involves the construction of a 30MW data center in Dublin, Ireland. The US$200 million project includes the following: 1. Construction of server rooms 2. Construction of meeting rooms 3. Construction of an administrative space 4. Construction of parking facilities 5. Installation of equipment 6. Construction of related facilities | Heating, ventilation and air conditioning (HVAC); Hyperscale Data Center |  |  | February 18, 2026 - We have not been able to obtain further updates on this project. We have retained the same project stage and amended the key dates accordingly. We will update the profile as soon as we obtain any new information. July 2025 - Construction activities are underway. September 2024 - Construction activities are underway. Q1 2023 - EdgeConneX announced plans to build a data center in Dublin. | Information Unavailable |  | Not Funded / Unconfirmed | Private | EdgeConneX Inc |  |  | AWN Consulting Ltd
491781 | 491781 | 2026-02-18 17:17 | Eni/ Khazna Data – Data Centre Program – Italy | Eni/ Khazna Data – Data Centre Program – Italy | https://construction.globaldata.com/Projects/Overview/491781 | Planning | Program | 5000 | 2024 Q4 | 2028 Q1 | 2032 Q4 | Europe | Italy |  |  |  |  | Commercial & Leisure | Data Center | Data Center |  | Medium | New | Onshore | Eni SPA and Khazna Data Center Ltd are planning to construct AI, hyperscale data centers in Italy. The program involves the construction of data centers with a capacity of 1,000MW. It includes storage units, control rooms, and the installation of servers, electrical equipment, and safety and security systems. The first phase of the project will involve the development of a 500MW data center in Ferrera Erbognone. In February 2025, Eni has signed a Letter of Intent with investment firm MGX and G42. In July 2025, Khazna Data Centers has signed a Head of Terms (HoT) with Eni to jointly develop the 500MW first phase data center. The design of the AI Data Center Campus is based on scalable, high-performance computing (HPC), and energy-efficient infrastructure. The facility will be powered by low-carbon “Blue Power” from a gas plant with CO2 capture capabilities. The collaboration aims to deploy up to 1,000MW of digital infrastructure capacity across Italy, focusing on artificial intelligence (AI) and high-performance computing (HPC). | 45.1153 | 8.8655 | The program involves the construction of data centers with a capacity of 1,000MW in Italy. The US$5,000 million program includes the following: 1. Construction of storage units 2. Construction of control rooms 3. Installation of servers 4. Installation of electrical equipment 5. Installation of safety and security systems | Artificial Intelligence; Heating, ventilation and air conditioning (HVAC); Hyperscale Data Center; Sustainable Building |  |  | February 2026 - Planning activities are underway. | No Major Development | 0 | Partially Funded | Private | Eni SpA;Khazna Data Center Ltd
473750 | 473750 | 2026-02-18 17:13 | IPTO/ ServerFarm – Athens Hyperscale Data Center – Attica | IPTO/ ServerFarm – Athens Hyperscale Data Center – Attica | https://construction.globaldata.com/Projects/Overview/473750 | Planning | Parent | 560 | 2024 Q4 | 2027 Q1 | 2029 Q4 | Europe | Greece | Attica | Athens |  | 11361 | Commercial & Leisure | Data Center | Data Center |  | Low | New | Onshore | The Independent Power Transmission Operator (IPTO) and Serverfarm, in a joint venture known as the Gemini consortium, are planning to construct a hyperscale data centre in Athens, Attica, Greece. The project involves the construction of a 130MW data center. It includes the construction of server rooms, meeting rooms, an administrative space, an innovation center, a co-working flex space and parking spaces, and the installation of equipment and safety and security systems. The project will be powered by the utility grid. | 37.9903 | 23.7309 | The project involves the construction of a 130MW data center in Athens, Attica, Greece. The US$560 million project includes the following: 1. Construction of server rooms 2. Construction of meeting rooms 3. Construction of an administrative space 4. Construction of an innovation center 5. Construction of a co-working flex space 6. Construction of parking spaces 7. Installation of equipment 8. Installation of safety and security systems | Heating, ventilation and air conditioning (HVAC); Hyperscale Data Center |  |  | February 2026 - Planning activities are underway. July 2025 - The project is in early stages of development. December 2024 - Independent Power Transmission Operator (IPTO) of Greece and Serverfarm announced plans to build a data center in Athens. | No Major Development | 0 | Not Funded / Unconfirmed | Private | IPTO SA;Serverfarm LLC
513114 | 491781 | 2026-02-18 17:08 | Eni/ Khazna Data – Ferrera Erbognone AI Data Center Campus – Lombardy | Eni/ Khazna Data – Data Centre Program – Italy | https://construction.globaldata.com/Projects/Overview/513114 | Planning | Parent | 2500 | 2024 Q4 | 2028 Q3 | 2030 Q4 | Europe | Italy | Lombardy |  | Ferrera Erbognone, | 27032 | Commercial & Leisure | Data Center | Data Center |  | Low | New | Onshore | Eni SPA and Khazna Data Center Ltd are planning to undertake the construction of an AI, hyperscale data center campus in Ferrera Erbognone, Lombardy, Italy. The project involves the construction of a 500MW data centre campus. It includes storage units, control rooms, and the installation of servers, electrical equipment, and safety and security systems. In February 2025, Eni signed a Letter of Intent with investment firm MGX and G42. In-house division of Khazna Data Center Ltd will undertake design, build, and operations. The design of the AI Data Center Campus is based on scalable, high-performance computing (HPC) and energy-efficient infrastructure. The facility will be powered by low-carbon “Blue Power” from a gas plant with CO2 capture capabilities. The collaboration aims to deploy up to 1,000MW of digital infrastructure capacity across Italy, focusing on artificial intelligence (AI) and high-performance computing (HPC). | 45.1135 | 8.8607 | The project involves the construction of a 500MW AI data centre campus in Ferrera Erbognone, Lombardy, Italy. The US$2,500 million project includes the following: 1. Construction of storage units 2. Construction of control rooms 3. Installation of servers 4. Installation of electrical equipment 5. Installation of safety and security systems | Artificial Intelligence; Heating, ventilation and air conditioning (HVAC); Hyperscale Data Center; Sustainable Building |  |  | February 2026 - Planning activities are underway. February 2025 - Eni has signed a Letter of Intent with investment firm MGX and G42. Q4 2024 - Eni announced plans to build a AI data center campus in Ferrera Erbognone. | No Major Development | 0 | Partially Funded | Private | Eni SpA;Khazna Data Center Ltd |  | Khazna Data Center Ltd
512830 | 512830 | 2026-02-18 17:05 | Macquarie Telecom – Sydney AI Data Center – New South Wales | Macquarie Telecom – Sydney AI Data Center – New South Wales | https://construction.globaldata.com/Projects/Overview/512830 | Planning | Parent | 1950 | 2025 Q2 | 2027 Q2 | 2028 Q4 | Asia-Pacific | Australia | New South Wales | Sydney |  |  | Commercial & Leisure | Data Center | Data Center |  | Medium | Expansion | Onshore | Macquarie Technology Group is planning to construct a new hyperscale, AI data centre campus in Sydney, Australia. The project involves the construction of a hyperscale data centre campus with a capacity of 150MW. It includes server rooms, control rooms, administrative space, and the installation of equipment and safety and security systems. The project is being developed in stages | -33.9777 | 150.976 | The project involves the construction of a hyperscale data centre campus with a capacity of 150MW in Sydney, Australia. The US$1,950 million project includes the following: 1. Construction of server rooms 2. Construction of control rooms 3. Construction of administrative space 4. Installation of equipment 5. Installation of safety and security systems | Hyperscale Data Center |  |  | February 2026 - Planning activities are underway. July 2025 - Planning activities are underway. Q2 2025 - MTG announced plans to build hyperscale data center in Sydney. | No Major Development | 0 | Not Funded / Unconfirmed | Private | Macquarie Technology Group Ltd
395465 | 395465 | 2026-02-18 17:00 | Ayala Corp/ GLO – Philippines Data Centers Program – Philippines | Ayala Corp/ GLO – Philippines Data Centers Program – Philippines | https://construction.globaldata.com/Projects/Overview/395465 | Execution | Program | 350 | 2022 Q1 | 2023 Q2 | 2028 Q2 | Asia-Pacific | Philippines |  |  |  |  | Commercial & Leisure | Data Center | Data Center |  |  | New | Onshore | ST Telemedia Global Data Centres (STT GDC) JV with Ayala Corporation (AC) and Globe Telecom (Globe) is undertaking the construction of a data centers in the Philippines. The program involves the construction of data centers. It includes the construction of data halls, server rooms, meeting rooms, an administrative space, parking facilities, and the installation of equipment. In March 2022, STT GDC, AC, and Global signed a joint venture agreement for the program. In October 2023, STT GDC completed a 1.2MW data center project in Makati City. In August 2024, STT GDC completed the upgrade of a 5MW data center project in Makati City. Construction works are underway on a 124MW data center in Quezon City, Manila. In September 2025, 124MW STT Fairview Data Center Campus Achieves IDCA G2 Design Certification. Fairview 1 is a 28MW facility that is 100% powered by renewable energy and uses liquid cooling. The program is under different stages of implementation. | 12.8797 | 121.774 | The program involves the construction of data centers in the Philippines. The US$350 million project includes the following: 1. Construction of data halls 2. Construction of office space and server rooms 3. Construction of meeting rooms 4. Construction of an administrative space 5. Construction of parking facilities 6. Construction of related facilities 7. Installation of equipment | Colocation Data Center; Heating, ventilation and air conditioning (HVAC); Tier 3 Data Center | [5 empty] | Not Funded / Unconfirmed | Private | Ayala Corp;Globe Telecom Inc
466302 | 466302 | 2026-02-18 17:00 | US Devs – Osceola County Data Center Campus – Florida | US Devs – Osceola County Data Center Campus – Florida | https://construction.globaldata.com/Projects/Overview/466302 | Planning | Parent | 200 | 2024 Q2 | 2026 Q4 | 2029 Q3 | North America | United States | Florida |  | on U.S. 441 in Yeehaw Junction., Oscela County |  | Commercial & Leisure | Data Center | Data Center |  | Low | New | Onshore | US Development is planning to build a data center campus in Florida, the US. The project involves the construction of nine, three-story data centers with 62,710m2 each on 176ha of land. It includes the construction of a water treatment center on 6ha of land, and the installation of an electrical substation, and safety and security systems. Kimley Horn has been appointed as a planner. | 27.7176 | -80.9099 | The project involves the construction of nine, three-story data centers with 62,710m2 each on 176ha of land in Osceola County, Florida, the US. The US$200 million project includes the following: 1. Construction of a water treatment center on 6ha of land 2. Installation of an electrical substation 3. Installation of safety and security systems | Heating, ventilation and air conditioning (HVAC) |  |  | February 18, 2026 - We have not been able to obtain further updates on this project. We have retained the same project stage and amended the key dates accordingly. We will update the profile as soon as we obtain any new information. August 2025 - Planning activities are underway. September 2024 - US Development is seeking for the rezoning approvals from Oscela County Council. Q2 2024 - US Development announced plans to build a data center complex in Jacksonville. | Information Unavailable |  | Not Funded / Unconfirmed | Private | US Developments |  |  | Kimley-Horn and Associates Inc
352827 | 352827 | 2026-02-18 16:57 | Vantage DC – Warsaw (WAW1) Data Center Campus – Masovian Voivodeship | Vantage DC – Warsaw (WAW1) Data Center Campus – Masovian Voivodeship | https://construction.globaldata.com/Projects/Overview/352827 | Execution | Parent | 300 | 2020 Q1 | 2021 Q3 |  | Europe | Poland | Masovian Voivodeship | Warsaw | Bielany District | 01-949 | Commercial & Leisure | Data Center | Data Center |  |  | New | Onshore | Vantage Data Center Services & Solutions (Vantage) is undertaking the construction of a data center in Warsaw, Masovian Voivodeship, Poland. The project involves the construction of a 36,000m2 data center campus on 5ha of land with a total consumption capacity of 48MW. It includes the construction of two, four-storey data centers with the first facility will include 16MW of capacity and the second facility will include 32MW of capacity. It also includes the construction of office space, conference and meeting rooms, an on-site substation, EV charging stations, parking facilities, and the installation of safety and security systems. The facility draws power from the utility grid. Cooling is delivered through an N+1 overall configuration, with N+2 redundancy at the component level across all mechanical systems. Computer Room Air Handling (CRAH) units are strategically positioned in two galleries on opposite sides of each data module, enabling highly efficient airflow distribution. The cooling system utilizes a closed-loop chilled water design, further enhanced by air-side economizers. PORR SA has been appointed as the main contractor, and Ramboll Group AS as the design consultant. Construction works on the first phase with a capacity of 8MW was completed in June 2022. | 52.2926 | 20.9256 | The project involves the construction of a 36,000m2 data center campus on 5ha of land with a total consumption capacity of 48MW in Warsaw, Masovian Voivodeship, Poland. The US$300 million project includes the following: 1. Construction of two, four-storey data centers 2. Construction of office space 2. Construction of conference rooms 3. Construction of meeting rooms 4. Construction of an on-site substation 5. Construction of parking facilities 6. Installation of safety and security systems | Heating, ventilation and air conditioning (HVAC); Hyperscale Data Center |  |  | February 18, 2026 - We have not been able to obtain further updates on this project. We have retained the same project stage and amended the key dates accordingly. We will update the profile as soon as we obtain any new information. July 10, 2025 - We have not been able to obtain further updates on this project. We have retained the same project stage and amended the key dates accordingly. We will update the profile as soon as we obtain any new information. July 2024 - Construction works are underway. June 2024 - Construction activities are underway. January 09, 2024 - We have not been able to obtain further updates on this project. We have retained the same project stage and amended the key dates accordingly. We will update the profile as soon as we obtain any new information. June 13, 2023 - We have not been able to obtain further updates on this project. We have retained the same project stage and amended the key dates accordingly. We will update the profile as soon as we obtain any new information. March 2023 - Construction works are underway. July 2022 - Construction works are underway. September 2021 - Construction works are underway. August 2021 - Construction works commenced. Q1 2020 - Vantage announced plans to construct a data center in Warsaw. | Information Unavailable |  | Not Funded / Unconfirmed | Private | Vantage Data Centers Management Co LLC | PORR SA | Ramboll Group AS
524989 | 524989 | 2026-02-18 16:57 | Ascent Corp/ Related Cos/ TowerBrook Cap – Cambridge Data Center – Ontario | Ascent Corp/ Related Cos/ TowerBrook Cap – Cambridge Data Center – Ontario | https://construction.globaldata.com/Projects/Overview/524989 | Planning | Parent | 380 | 2025 Q2 | 2027 Q2 | 2029 Q4 | North America | Canada | Ontario | Cambridge |  |  | Commercial & Leisure | Data Center | Data Center |  | Low | Expansion | Onshore | A joint venture between Related Digital, a global, vertically integrated data center development and investment platform of Related Companies, TowerBrook Capital Partners, and Ascent is undertaking the expansion of a hyperscale data center in Cambridge, Ontario, Canada. The project involves the construction of a data center with the consumption capacity of 54MW. It includes the construction of server rooms with racks, meeting rooms, office space, storage facilities and parking facilities, and the installation of power and cooling systems, safety and security systems. In July 2025, Canada Pension Plan Investment Board (CPP Investments) committed that it will invest US$163 million in the project by way of a 50% interest in a construction loan, alongside Deutsche Bank Private Credit And Infrastructure, will fund the remaining 50% of the loan. | 43.3601 | -80.3127 | The project involves the construction of a data center with the consumption capacity of 54MW in Ontario, Canada. The US$380 million project includes the following: 1. Construction of server rooms with racks 2. Construction of meeting rooms 3. Construction of office space 4. Construction of storage facilities 5. Construction of parking facilities 6. Installation of power and cooling systems 7. Installation of safety and security systems | Hyperscale Data Center |  |  | February 2026 - Planning activities are underway. August 2025 - Planning activities are underway. Q2 2025 - Related Digital, TowerBrook Capital Partners, and Ascent announced hyperscale expansion to a data center in Cambridge. July 2021 - Canada Pension Plan Investment Board is providing funding for hyperscale data center expansion. | No Major Development | 0 | Partially Funded | Private | Ascent Corporation;The Related Companies LP;TowerBrook Capital Partners LP
513225 | 513225 | 2026-02-18 16:56 | 1778 Rich Pike – Gouldsboro Data Center – Pennsylvania | 1778 Rich Pike – Gouldsboro Data Center – Pennsylvania | https://construction.globaldata.com/Projects/Overview/513225 | Planning | Parent | 14000 | 2025 Q1 | 2027 Q1 | 2035 Q4 | North America | United States | Pennsylvania |  | Clifton and Covington townships in Lackawanna County. |  | Commercial & Leisure | Data Center | Data Center |  | Medium | New | Onshore | 1778 Rich Pike LLC is planning to undertake the construction of a hyperscale data center campus in Pennsylvania, the US. The project involves the construction of 873,289m2 data center campus on 404.6ha of land with a total capacity of 1,500MW. It include construction of 35,257m2, three-story 11 data center buildings, data halls, conference rooms, server rooms, meet-me rooms, parking spaces and installation of generators and safety and security systems. The facility will utilise liquid cooling system. PPL Electric Utilities will supply power to the data center campus. The Covington township zoning hearing was held on July 24, 2025. In January 2026, the initial plans have changed for the data center campus with new plans involve 11 data center buildings, instead of 30 to 35 buildings, and buildings heights will be 24m, which includes 4m of roof equipment. | 41.281 | -75.503 | The project involves the construction of 873,289m2 data center campus on 404.6ha of land with a total capacity of 1,500MW on either side of Interstate 380, just north of Clifton Beach Road, across Clifton and Covington townships in Lackawanna County, Pennsylvania, the US. The US$14,000 million project includes the following: 1. Construction of 35,257m2 three-story 11 data center buildings 2. Construction of data halls 3. Construction of conference rooms 4. Construction of server rooms 5. Construction of meet-me rooms 6. Construction of parking spaces 7. Installation of generators 8. Installation of safety and security systems | Heating, ventilation and air conditioning (HVAC); Hyperscale Data Center |  |  | February 2026 - The project is yet to receive rezoning approval. January 2026 - The Covington township supervisors approved a settlement with 1778 Rich Pike LLC. December 2025 - 1778 Rich Pike LLC files appeal against Clifton Town Zoning Board in Lackawanna County Court. July 2025 - The first public hearing on the Covington Township zoning was held. June 2025 - 1778 Rich Pike LLC filed a zoning district application to rezone seven parcels from rural residential to a data center, energy and technology district. Q1 2025 - 1778 Rich Pike LLC announced plans to construct a data center campus across Clifton and Covington townships in Lackawanna County. | Project work on Schedule | 1 | Not Funded / Unconfirmed | Private | 1778 Rich Pike LLC
509438 | 509438 | 2026-02-18 16:44 | StoreSpeed – Isebakke DC4 Data Center – Ostfold | StoreSpeed – Isebakke DC4 Data Center – Ostfold | https://construction.globaldata.com/Projects/Overview/509438 | Planning | Parent | 90 | 2024 Q1 | 2027 Q1 | 2030 Q4 | Europe | Norway | Ostfold | Halden |  | 1788 | Commercial & Leisure | Data Center | Data Center |  | Low | New | Onshore | StoreSpeed is planning to construct a data center at Isebakke in Halden, Ostfold, Norway. The project involves the construction of a data center with a consumption capacity of 4.5MW. It includes the construction of data halls, a substation, parking spaces and office facilities, and the installation of safety and security systems. | 59.1163 | 11.3087 | The project involves the construction of a data center with a consumption capacity of 4.5MW at Isebakke in Halden, Ostfold, Norway. The US$90 million project includes the following: 1. Construction of data halls 2. Construction of a substation 3. Construction of parking spaces 4. Construction of office facilities 5. Installation of safety and security systems |  |  |  | February 2026 - Planning activities are underway. July 2025 - Planning activities are underway. February 2025 - Planning activities are underway. Q1 2024 - StoreSpeed announced plans to build a data center in Halden. | No Major Development | 0 | Not Funded / Unconfirmed | Private | StoreSpeed AS
513216 | 513216 | 2026-02-18 16:36 | Globalinx – Portsmouth Data Center – Virginia | Globalinx – Portsmouth Data Center – Virginia | https://construction.globaldata.com/Projects/Overview/513216 | Planning | Parent | 700 | 2025 Q2 | 2027 Q2 | 2030 Q4 | North America | United States | Virginia | Portsmouth | 700 Port Centre Pkwy | VA 23704 | Commercial & Leisure | Data Center | Data Center |  | Low | New | Onshore | Globalinx is planning to construct a colocation data center at 700 Port Centre Parkway in Portsmouth, Virginia, the US. The project involves the construction of a 26,665m2, 30MW data center on 8.7ha of land. It includes the construction of server rooms, control rooms, and an office space, and the installation of equipment and safety and security systems. It will be developed in four phases. | 36.8249 | -76.2996 | The project involves the construction of a 26,665m2, 30MW data center on 8.7ha of land at 700 Port Centre Parkway in Portsmouth, Virginia, the US. The US$700 million project includes the following: 1. Construction of server rooms 2. Construction of control rooms 3. Construction of an office space 4. Installation of equipment 5. Installation of a safety and security system | Heating, ventilation and air conditioning (HVAC) |  |  | February 2026 - Planning activities are underway. July 2025 - Planning activities are underway. July 2025 - Portsmouth Broadband Authority Meeting held. Q2 2025 - Globalinx announced plans to build a data center in Portsmouth. | No Major Development | 0 | Not Funded / Unconfirmed | Private | Globalinx Data Center LLC
504431 | 504431 | 2026-02-18 14:28 | Stack Infra – MIL08 Data Center – Lombardy | Stack Infra – MIL08 Data Center – Lombardy | https://construction.globaldata.com/Projects/Overview/504431 | Planning | Parent | 150 | 2024 Q1 | 2026 Q4 | 2027 Q4 | Europe | Italy | Lombardy | Milan | Siziano | 27010 | Commercial & Leisure | Data Center | Data Center |  | Low | New | Onshore | Stack Infrastructure (Stack Infra) is planning to undertake the construction of a data center in Siziano, Milan, Lombardy, Italy. The project includes the construction of a 25MW data center on 9.7ha of land. It includes the construction of two buildings named (MIL08A, MIL08B), server rooms, administrative space, distribution rooms, and parking facilities, and the installation of racks, N+2 AHUs cooling systems, on-site parking & EV charging, and safety and security systems. It will incorporate N+1 electrical redundancy with fuel storage capacity for up to 80 hours of operation, complemented by 2N PDU distribution. The MIL08 campus is planned to feature two purpose-built facilities, delivering a combined capacity of 25MW across strategic footprints: MIL08A (20MW, 16,000 m2), MIL08B (5MW, 5,000m2) designed to support scalable and high-performance digital infrastructure. The project is part of a broader data center network in Milan, which also includes campuses like MIL01, MIL02, MIL03, MIL04, MIL06, and MIL09. The project aims to utilise 100% renewable energy. | 45.3188 | 9.1998 | The project includes the construction of a 25MW data center on 9.7ha of land in Siziano, Milan, Lombardy, Italy. The US$150 million project includes the following: 1. Construction of two data center buildings named (MIL08A, MIL08B) 2. Construction of server rooms 3. Construction of administrative space 4. Construction of distribution rooms 5. Construction of parking facilities 6. Installation of racks 7. Installation of N+2 AHUs cooling systems 8. Installation of safety and security systems | Colocation Data Center; Green data center; Heating, ventilation and air conditioning (HVAC) |  |  | February 2026 - Planning activities are underway. November 2025 - Planning activities are underway. July 2025 - Planning activities are underway. May 2025 - Planning activities are underway March 2024 - Stack Infrastructure announced plans to construct a data center. | No Major Development | 0 | Not Funded / Unconfirmed | Private | Stack Infrastructure
510552 | 510552 | 2026-02-18 14:28 | STT GDC – STT Chennai 3 Data Center – Tamil Nadu | STT GDC – STT Chennai 3 Data Center – Tamil Nadu | https://construction.globaldata.com/Projects/Overview/510552 | Construction Complete | Parent | 100 | 2022 Q1 | 2024 Q1 | 2025 Q4 | Asia-Pacific | India | Tamil Nadu | Chennai | Siruseri |  | Commercial & Leisure | Data Center | Data Center |  |  | New | Onshore | STT Global Data Centres India Pvt Ltd has undertaken the construction of an STT Chennai 3 data center in Siruseri, Chennai, Tamil Nadu, India. The project involved the construction of a data center with a capacity of 15MW. It included the construction of server rooms with racks, control rooms, an administrative space, storage space, distribution rooms, a substation and the installation of generators, air conditioning, safety and security systems. The project secured an IGBC Gold certificate. In February 2024, a groundbreaking ceremony was held, marking the construction start, and were in 2025. | 13.0878 | 80.2785 | The project involved the construction of a data center with a capacity of 15MW at Siruseri in Chennai, Tamil Nadu, India. The US$100 million project includes the following: 1. Construction of server rooms with racks 2. Construction of control rooms 3. Construction of an administrative space 4. Construction of storage space 5. Construction of a substation 6. Installation of generators 7. Installation of cooling systems 8. Installation of safety and security systems | Colocation Data Center; Heating, ventilation and air conditioning (HVAC) |  |  | Q4 2025 - Construction activities are underway. June 2025 - Construction activities are underway. February 2024 - A groundbreaking ceremony was held. Q1 2022 - STT announced plans to construct the STT Chennai Data Center 3 in Navi Chennai. | Construction Completed | 5 | Not Funded / Unconfirmed | Private | STT Global Data Centres India Pvt Ltd
450557 | 450557 | 2026-02-18 14:28 | Digital Realty – 727 S. Grand Avenue Data Center – California | Digital Realty – 727 S. Grand Avenue Data Center – California | https://construction.globaldata.com/Projects/Overview/450557 | Planning | Parent | 200 | 2023 Q1 | 2027 Q1 | 2028 Q4 | North America | United States | California | Los Angeles | 727 S Grand Avenue. | 90017 | Commercial & Leisure | Data Center | Data Center | Office Buildings | Low | Redevelopment | Onshore | Digital Realty is planning to construct a data center in Los Angeles, California, the US. The project involves the construction of a 13-story, 45,150m2, 85.34m high data center building. It includes the construction of a 1,207m2 office space, server rooms, a meeting room, substations, parking spaces, installation of a cooling system, and safety and security systems. OfficeUntitled is appointed as the architect. | 34.0469 | -118.2576 | The project involves the construction of a 13-story, 45,150m2, 85.34m high data center building at 727-737 S. Grand Avenue, Los Angeles, California, the US. The US$200 million project includes the following: 1. Construction of a 1,207m2 office space 2. Construction of server rooms 3. Construction of a meeting room 4. Construction of parking spaces 5. Construction of substations 6. Installation of the cooling system 7. Installation of safety and security systems | Elevator |  |  | February 2026 - The project is in the early stages of planning. June 2025 - Planning activities are underway. July 2024 - Study work is underway. November 2023 - Study work is underway. Q1 2023 - Digital Realty announced plans to build a data center in Los Angeles. | No Major Development | 0 | Not Funded / Unconfirmed | Private | Digital Realty Trust Inc |  | OFFICEUNTITLED
524812 | 524812 | 2026-02-18 14:27 | FLOW Digital Infra – Central Tokyo Data Center Campus: T8 Building – Tokyo | FLOW Digital Infra – Central Tokyo Data Center Campus: T8 Building – Tokyo | https://construction.globaldata.com/Projects/Overview/524812 | Execution | Parent | 200 | 2024 Q2 | 2025 Q3 | 2027 Q4 | Asia-Pacific | Japan | Tokyo | Tokyo | central Tokyo |  | Commercial & Leisure | Data Center | Data Center |  |  | New | Onshore | FLOW Digital Infrastructure is undertaking the construction of a colocation data center in Central Tokyo, Tokyo Prefecture, Japan. The project involves the construction of a data center with a consumption capacity of 24.4MW. It includes the construction of server rooms, meeting rooms, office spaces, storage facilities, and parking facilities, and the installation of related equipment and cooling systems. The project is part of FLOW's two buildings, 30.4MW, 17,000m2 data center. The facility will use air-cooled chillers for cooling and diesel generators with N+1 redundancy for power backup. | 35.6803 | 139.7253 | The project involves the construction of a data center with a consumption capacity of 24.4MW in Central Tokyo, Tokyo Prefecture, Japan. The US$200 million project includes the following: 1. Construction of server rooms 2. Construction of distribution rooms 3. Construction of office spaces 4. Construction of a cafeteria 5. Construction of parking facilities 6. Installation of equipment 7. Installation of safety and security systems | Colocation Data Center; Heating, ventilation and air conditioning (HVAC) |  |  | February 2026 - Construction activities are underway. August 2025 - Construction works are underway. July 2025 - Construction works have commenced. Q2 2024 - FLOW Digital Infrastructure announced a plan to build a data center campus in Central Tokyo. | Project work on Schedule | 1 | Not Funded / Unconfirmed | Private | FLOW Digital Infrastructure
524707 | 524707 | 2026-02-18 14:27 | FLOW Digital Infra – Central Tokyo Data Center Campus: T7 Building – Tokyo | FLOW Digital Infra – Central Tokyo Data Center Campus: T7 Building – Tokyo | https://construction.globaldata.com/Projects/Overview/524707 | Execution | Parent | 55 | 2023 Q4 | 2025 Q2 | 2027 Q1 | Asia-Pacific | Japan | Tokyo | Tokyo | central Tokyo |  | Commercial & Leisure | Data Center | Data Center |  |  | New | Onshore | FLOW Digital Infrastructure is undertaking the construction of a colocation data center in Central Tokyo, Tokyo Prefecture, Japan. The project involves the construction of a data center with a consumption capacity of 6MW. It includes the construction of server rooms, meeting rooms, administrative facilities, office space, storage facilities, and parking facilities, and the installation of related equipment and cooling systems. The project is part of FLOW's two buildings, 30.4MW, 17,000m2 data center. The facility will use air-cooled chillers for cooling and diesel generators with N+1 redundancy for power backup. Construction works are scheduled to be completed by the first quarter of 2027. | 35.6803 | 139.7253 | The project involves the construction of a data center with a consumption capacity of 6MW in Central Tokyo, Tokyo Prefecture, Japan. The US$55 million project includes the following: 1. Construction of server rooms 2. Construction of administrative facilities 3. Construction of distribution rooms 4. Construction of an office space 5. Construction of a cafeteria 6. Construction of parking facilities 7. Installation of equipment 8. Installation of safety and security systems | Colocation Data Center |  |  | February 2026 - Construction activities are underway. August 2025 - Construction works are underway. July 2025 - Construction works have commenced. Q2 2024 - FLOW Digital Infrastructure announced a plan to build a data center campus in Central Tokyo. | Project work on Schedule | 1 | Not Funded / Unconfirmed | Private | FLOW Digital Infrastructure
384419 | 384419 | 2026-02-18 14:27 | Digital Realty/ NTT – 2008 Lookout Drive Data Center – Texas | Digital Realty/ NTT – 2008 Lookout Drive Data Center – Texas | https://construction.globaldata.com/Projects/Overview/384419 | Planning | Parent | 110 | 2022 Q1 | 2026 Q4 | 2027 Q4 | North America | United States | Texas | Garland | 2008 Lookout Drive | 75044 | Commercial & Leisure | Data Center | Data Center |  | Low | New | Onshore | NTT is planning to construct a data center in Garland, Texas, the US. The project involves the construction of a 21,368m2, two-story data center facility on 17ha of land. It includes the construction of a 10,962m2 data hall, construction of server rooms, meeting rooms, an administrative space, loading docks, and parking facilities, and the installation of equipment, safety, and security systems. Page Southerland Page has been appointed as a design consultant, MEP Consultant, environmental consultant, and consulting engineer. The project is designed to achieve LEED certification. | 32.9821 | -96.6575 | The project involves the construction of a 21,368m2, two-story data center facility on 17ha of land in Garland, Texas, the US. The US$110 million project includes the following: 1. Construction of 10,962m2 data hall 2. Construction of server rooms 3. Construction of meeting rooms 4. Construction of an administrative space 5. Construction of loading docks 6. Construction of parking facilities 7. Installation of equipment 8. Installation of safety and security systems | Colocation Data Center; Heating, ventilation and air conditioning (HVAC) | A data center is proposed for construction at 2008 Lookout Drive Garland area of Dallas-Fort Worth. The projects aim to meet the growing demand for data center facilities in the region. The project is known as "NTT GDCA-PDC TX2". |  | February 2026 - Planning activities are underway. October 2025 - Planning activities are underway. June 12, 2025 - We have not been able to obtain further updates on this project. We have retained the same project stage and amended the key dates accordingly. We will update the profile as soon as we obtain any new information. August 2024 - Planning activities are underway. July 2024 - Planning activities are underway. September 2023 - Planning activities are underway. November 2022 - Planning activities are underway. October 2022 - NTT submitted a planning application to the Texas Department of Licensing and Regulation in Garland. Q1 2022 - NTT announced plans to build a data center in Garland. | No Major Development | 0 | Not Funded / Unconfirmed | Private | Digital Realty Trust Inc;NTT Global Data Centers Americas |  | Page Southerland Page Inc | Page Southerland Page Inc
508988 | 508988 | 2026-02-18 13:58 | Compass Datacenters – Meridian Hyperscale Data Center Campus – Mississippi | Compass Datacenters – Meridian Hyperscale Data Center Campus – Mississippi | https://construction.globaldata.com/Projects/Overview/508988 | Execution | Parent | 10000 | 2023 Q1 | 2025 Q1 | 2033 Q4 | North America | United States | Mississippi | Meridian | I-20/59 Industrial Park, Lauderdale County | 39301 | Commercial & Leisure | Data Center | Data Center |  |  | New | Onshore | Compass Datacenters (Compass) is undertaking the construction of a hyperscale data center campus within Meridian I-20/59 Industrial Park, Lauderdale County, Mississippi, the US. The project involves the construction of an eight-building data center campus with a total consumption capacity of 320MW on 121ha of land. It includes the construction of server rooms, a substation, meet-me rooms, and the installation of equipment and machinery, as well as the installation of advanced cooling, backup power units and safety and security systems. Each building will span 23,200m2 with 40MW of IT capacity. The campus will be powered by approximately 500MW of electricity supplied by Mississippi Power. Eutaw Construction has been appointed as the main contractor. Construction works commenced in January 2025, and the first building is scheduled to be completed by 2026. All eight buildings are expected to be completed by 2033. | 32.364 | -88.7009 | The project involves the construction of an eight-building data center campus with a total consumption capacity of 320MW on 121ha of land in Lauderdale County, Mississippi, the US. The US$10,000 million project includes the following: 1. Construction of server rooms 2. Construction of a substation 3. Construction of meet-me rooms 4. Installation of equipment and machinery 5. Installation of safety and security systems | Heating, ventilation and air conditioning (HVAC); Hyperscale Data Center |  |  | February 2026 - Construction works are underway on the first building. June 2025 - Construction works are underway. January 28, 2025 - A groundbreaking event was held with commencement of construction works on the first building. January 2025 - Details plans for the project was announced by Compass Datacenters. March 2023 - The project plans were announced for construct a data center campus in Meridian, Lauderdale County. | Project work on Schedule | 1 | Not Funded / Unconfirmed | Private | Compass Datacenters LLC | Eutaw Construction Company Inc
407416 | 407416 | 2026-02-18 13:09 | MSFT – Malaga Hyperscale Data Center – Washington | MSFT – Malaga Hyperscale Data Center – Washington | https://construction.globaldata.com/Projects/Overview/407416 | Execution | Parent | 600 | 2022 Q4 | 2024 Q4 | 2027 Q4 | North America | United States | Washington |  | 5351/5309 Malaga Alcoa Highway, Malaga, Chelan County |  | Commercial & Leisure | Data Center | Data Center |  |  | New | Onshore | Microsoft is undertaking the construction of a hyperscale data center at Malaga-Alcoa Highway in Malaga, Washington, the US. The project involves the construction of three data center buildings with a total floor area of 69,677m2 on 41.48ha of land. It includes the construction of server rooms, meeting rooms, an administrative space, and parking facilities and the installation of safety and security systems. It will be developed in two phases. Phase I includes a single building, and Phase II is set to build two more buildings. In June 2025, Microsoft signed a power purchase agreement with Chelan County Public Utility District (PUD). It will use renewable biofuel as backup power, which reduces net carbon emissions. It will also utilise direct evaporative cooling, indirect evaporative with fluid coolers, and water-cooled chillers. It is designed to meet LEED Gold Certification standards, recognising excellence in environmental sustainability and energy efficiency. Construction of the first data center building commenced in June 2023 and is expected to be completed in the second quarter of 2026. | 47.3572 | -120.1614 | The project involves the construction of a 69,677m2 data center on 41.48ha of land in Malaga, Washington, the US. The US$600 million project includes the following: 1. Construction of server rooms 2. Construction of meeting rooms 3. Construction of an administrative space 4. Construction of parking facilities 5. Installation of safety and security systems | Heating, ventilation and air conditioning (HVAC); Hyperscale Data Center; LEED |  |  | February 2026 - Construction activities on first phase are underway September 2025 - The Advanced cooling system testing is underway. March 2025 - Construction works on the first phase are underway. October 2024 - Construction works commenced on the first phase of the project. March 2024 - Planning activities are underway. Q4 2022 - Microsoft announced plans to construct a data center in Quincy. | Project work on Schedule | 1 | Not Funded / Unconfirmed | Private | Microsoft Corp
341881 | 341881 | 2026-02-18 10:32 | Fibre Expwy – Project Koete Subsea – Western Australia | Fibre Expwy – Project Koete Subsea – Western Australia | https://construction.globaldata.com/Projects/Overview/341881 | Planning | Parent | 1500 | 2020 Q1 | 2027 Q1 | 2029 Q4 | Asia-Pacific | Australia | Northern Territory;Western Australia | Darwin;Perth |  |  | Infrastructure | Communication Infrastructure | Underwater Cables | Data Center | Low | New | Offshore | Fibre Expressway Pty Ltd (FEPL) is planning to construct subsea cable lines connecting Perth to Darwin in Australia. The project involves the laying of 10,000km sub-sea fiber-optic cables connecting three data center hubs in Perth, Darwin, and Dampier, and seven cable landing stations (CLS) between Perth and Darwin. It includes the construction of three Tier IV data centers each with an initial capacity of 20MW, with three data halls, and the installation of amplifiers and equipment. It will include 16 fiber pairs and will feature the heavily touted SDM technology to deliver 250Tb of capacity. FEPL is planning to raise US$850 million through equity and US$650 million through debt to build the project and is working with French investment bank Natixis to raise the funds. | -12.4611 | 130.8418 | The project involves the construction of subsea cable lines connecting Perth to Darwin in Australia. The US$1,500 million project includes the following: 1. Laying of 10,000km of sub-sea fiber-optic cables 2. Construction of three Tier IV data centers, each with an initial capacity of 20MW and three data halls 3. Construction of seven cable landing stations 4. Installation of amplifiers 5. Installation of safety systems and associated facilities | Tier 4 Data Center | A technology ecosystem is proposed to be developed in Western Australia and Northern Territory. The project aims to provide data and internet connectivity between Perth and Darwin and additional onward connectivity to international business hubs in Malaysia, Singapore, Indonesia, Japan and worldwide. It will also attract multinational businesses to the region and will boost digital investment, particularly from the natural resources, finance, and cloud computing industries. |  | February 2026 - Planning activities are underway. April 01, 2025 - We have not been able to obtain further updates on this project. We have retained the same project stage and amended the key dates accordingly. We will update the profile as soon as we obtain any new information. July 2024 - Planning activities are underway. January 2024 - Planning activities are underway. April 2023 - Planning activities are underway. November 2022 - Planning activities are underway. May 2022 - Planning activities are underway. September 2021 - Permitting and route studies, and the desktop study map are already completed and planning is underway. March 2021 - Planning activities are underway. January 2020 - FEPL announced plans to construct Subsea Cable Line Perth to Darwin in Australia. | No Major Development | 0 | Not Funded / Unconfirmed | Public/Private | Fibre Expressway Pty Ltd
479356 | 479356 | 2026-02-18 09:36 | Amazon – Rhein-Main-Gebiet Data Center Infrastructure Development Program – Hesse | Amazon – Rhein-Main-Gebiet Data Center Infrastructure Development Program – Hesse | https://construction.globaldata.com/Projects/Overview/479356 | Planning | Program | 9443 | 2024 Q2 | 2027 Q2 | 2030 Q4 | Europe | Germany | Hesse |  |  |  | Commercial & Leisure | Data Center | Data Center |  | Medium | New | Onshore | Amazon.com Inc is planning to construct data centers in the Rhine-Main area in Hesse, Germany. The program involves the construction of colocation and hyperscale data centers, a data center complex on a 7ha area in the Kilianstädten North II industrial park in Schöneck, a data center complex on a 6.2ha area in the Maintal-West industrial park between Bischofsheim and Maintal, cloud infrastructure for the Amazon Web Services (AWS) Europe, administrative facilities, parking facilities, and the installation of power-related facilities. The program will help meet the growing demand for AWS services in Germany, driven by the potential of cloud computing and AI. The Hospital zum Heiligen Geist Foundation sold the 6.2ha Maintal-West industrial site to AWS in the second quarter of 2025. Initially, Hetzner Online GmbH planned a significantly larger data center campus on a 17ha Kilianstädten North II industrial site, but in August 2025, the plan was canceled due to additional demands from the local council. AWS acquired the 7ha Kilianstädten North II industrial site in a bidding process in the fourth quarter of 2025. Hetzner Online will build a commercial park on the remaining 10ha site. The city of Maintal will sign the urban development contract in 2026. | 50.4967 | 6.3655 | The program involves the construction of the data centers in the Rhine-Main area in Hesse, Germany. The US$9,443 million program includes the following: 1. Construction of colocation and hyperscale data centers 2. Construction of a data center complex on a 7ha area in the Kilianstädten North II industrial park in Schöneck 3. Construction of a data center complex on a 6.2ha area in the Maintal-West industrial park between Bischofsheim and Maintal 4. Construction of cloud infrastructure for the Amazon Web Services (AWS) Europe 5. Construction of administrative facilities 6. Construction of parking facilities 7. Installation of power-related facilities | Colocation Data Center; Heating, ventilation and air conditioning (HVAC); Hyperscale Data Center |  |  |  | Project work on Schedule | 1 | Not Funded / Unconfirmed | Private | Amazon.com Inc
441013 | 441013 | 2026-02-18 07:54 | DAMAC/ Vodafone – Edgnex Data Centre in Izmir – Izmir | DAMAC/ Vodafone – Edgnex Data Centre in Izmir – Izmir | https://construction.globaldata.com/Projects/Overview/441013 | Execution | Parent | 100 | 2023 Q2 | 2025 Q3 | 2028 Q4 | Europe | Turkey | Izmir | Izmir |  |  | Commercial & Leisure | Data Center | Data Center |  |  | New | Onshore | Vodafone Group and DAMAC Properties are undertaking the construction of a data center with IT capacity of 12 MW in an area of 11,838.77 sqm, in Izmir, Turkey. The project involves the construction of a data center. It also includes the construction of meeting rooms, seismic isolators, an administrative space, data hall rack cabinets, cooling HVAC systems, the parking facilities, independent power paths, transformers, RMUs, the associated facilities, generators, safety and security systems, cameras, and the installation of control sensors. Damac and Vodafone have invested US$100 million for the development of the project. In February 2026, Serban is working as the main contractor, and phase 1 has been completed. | 38.4237 | 27.1428 | Vodafone Group and DAMAC Properties are undertaking the construction of a data center with an IT capacity of 12 MW in an area of 11,838.77 sqm, in Izmir, Turkey. The project is located in Izmir and is constructed to global engineering standards; the data center will offer a total IT capacity of 12 MW. The first phase, featuring 4 MW of IT capacity and equipped with cutting-edge technology, is set to become one of the most advanced facilities in the region. Designed to meet TIER 3 standards, the facility will stand out with 99.982% uptime, a fully redundant architecture, and near-zero fault operational performance. Serban is managing the entire process—from design to construction—in this strategic project that will strengthen Türkiye’s digital infrastructure. The project is supplied by five independent power paths, five transformers(2500kVA), five RMUs, and five generators (2500kVA). Phase 1: IT load - 4MW The US$100 million project includes the following: 1. Construction of a data center 2. Construction of meeting rooms 3. Construction of an administrative space 4. Construction of parking facilities 5. Construction of associated facilities 6. Construction of 656 data hall rack cabinets 7. Installation of 71 seismic isolators 8. Installation of cooling HVAC systems (Chiller, fanwall, CRAC, FAHU, Office VRV system) 9. Installation of safety and security systems 10. Installation of cameras 11. Installation of control sensors. | Colocation Data Center; Heating, ventilation and air conditioning (HVAC); Tier 3 Data Center | A data center is being developed in Izmir. |  | February 2026 - Serban is working as the main contractor, and phase 1 has been completed. May 2025 - We have not been able to obtain further updates on this project. We have retained the same project stage and amended the key dates accordingly. We will update the profile as soon as we obtain any new information. July 2024 - Plans to start construction work are underway. February 26, 2024 - Damac and Vodafone have invested US$100 million for the development of the project. | Project work on Schedule | 1 | Not Funded / Unconfirmed | Public/Private | DAMAC Properties Company Limited;Vodafone Group Plc | Serban Insaat AS
559730 | 559730 | 2026-02-18 05:14 | Stockland – MPark Talavera Road Data Center – New South Wales | Stockland – MPark Talavera Road Data Center – New South Wales | https://construction.globaldata.com/Projects/Overview/559730 | Study | Parent | 456 | 2024 Q4 | 2027 Q1 | 2029 Q4 | Asia-Pacific | Australia | New South Wales | Sydney | 1-5 Khartoum Road, Macquarie Park | 2113 | Commercial & Leisure | Data Center | Data Center | Parking Facilities | Medium | Redevelopment | Onshore | Stockland Corporation Limited is planning to construct a colocation data center in Macquarie Park, Sydney, Australia. The project involves the demolition of all existing buildings for the construction of a 6-storey 19,434m2 data center with a building height of 45m and a consumption capacity of 76.4MW. It includes the construction of twelve 12,594m2 data halls, 6,010m2 lobby and ancillary floor space, 830m2 office space, 25 parking spaces, a 33kV switching station, diesel storage tanks, water tanks for industrial water, fire water, the installation of 28 backup diesel generators, safety and security systems. It utilises an evaporative cooling system with N+2 redundancy. The project is expected to create 250 construction jobs and 50 operational jobs. Greenbox Architecture Pty Ltd has been appointed as an architect, Urbis Ltd as an environmental consultant, Douglas Partners Pty Ltd as a geotechnical consultant, Arup as a consultant, Northrop Engineers as civil engineer. | -33.8678 | 151.2073 | The project involves the construction of a 6-storey 19,434m2 data center with a building height of 45m and a consumption capacity of 76.4MW on 1ha of land at 1-5 Khartoum Road, Macquarie Park in Sydney, Australia. The US$456 million project includes the following: 1. Construction of twelve 12,594m2 data halls 2. Construction of 6,010m2 lobby and ancillary floor space 3. Construction of 830m2 office space 4. Construction of 25 parking spaces 5. Construction of a 33kV switching station 6. Construction of diesel storage tanks 7. Construction of water tanks 8. Installation of 28 backup diesel generators 9. Installation of safety and security systems | Colocation Data Center |  |  | February 2026 - Study activities are underway. April 01, 2025 - EIS has been submitted for review to the NSW Environment Protection Authority (EPA). March 28, 2025 - City of Ryde Council has reviewed the State Significant Development Application (SSD). February 2025 - Urbis Ltd released Environmental Impact Statement (EIS) report. Q4 2024 - Stockland announced plans to build data center at 1-5 Khartoum Road in Macquarie Park. | Project work on Schedule | 1 | Not Funded / Unconfirmed | Private | Stockland Corp Ltd |  | Greenbox Architecture | Arup Australia Pty Ltd;Douglas Partners Pty Ltd;Northrop Engineers;Urbis Pty Ltd
559599 | 559599 | 2026-02-17 19:20 | ER-Telecom – Moscow Data Processing Center – Moscow | ER-Telecom – Moscow Data Processing Center – Moscow | https://construction.globaldata.com/Projects/Overview/559599 | Planning | Parent | 456 | 2025 Q3 | 2027 Q4 | 2030 Q4 | Europe | Russia | Moscow | Moscow |  |  | Commercial & Leisure | Data Center | Data Center |  | Medium | New | Onshore | ER-Telecom Holding is planning to undertake the construction of a data center in Moscow, Russia. The project involves the construction of a data center with a capacity of 50 MW, server racks and server rooms, control rooms, an administrative space, storage space, and the installation of generators, air conditioning, safety, and security systems. | 55.7522 | 37.6156 | The project involves the construction of a data center with a capacity of 50 MW in Moscow, Russia. The US$456 million project includes the following: 1. Construction of server racks and server rooms 2. Construction of control rooms 3. Construction of an administrative space 4. Construction of storage space 5. Installation of generators 6. Installation of equipment 7. Installation of advanced cooling systems 8. Installation of safety and security systems |  |  |  | February 17, 2026 - Planning activities are underway. July 2025 - ER-Telecom Holding announced plans to undertake the construction of a data center in Moscow. | Project work on Schedule | 1 | Not Funded / Unconfirmed | Private | ER-Telecom Holding
559596 | 559596 | 2026-02-17 19:20 | ER-Telecom – Perm Data Processing Center – Perm | ER-Telecom – Perm Data Processing Center – Perm | https://construction.globaldata.com/Projects/Overview/559596 | Planning | Parent | 456 | 2025 Q3 | 2027 Q4 | 2030 Q4 | Europe | Russia | Perm | Perm |  |  | Commercial & Leisure | Data Center | Data Center |  | Medium | New | Onshore | ER-Telecom Holding is planning to undertake the construction of a data center in Perm, Russia. The project involves the construction of a data center with a capacity of 50 MW, server racks and server rooms, control rooms, an administrative space, storage space, and the installation of generators, air conditioning, safety, and security systems. | 58.0105 | 56.2502 | The project involves the construction of a data center with a capacity of 50 MW in Perm, Russia. The US$456 million project includes the following: 1. Construction of server racks and server rooms 2. Construction of control rooms 3. Construction of an administrative space 4. Construction of storage space 5. Installation of generators 6. Installation of equipment 7. Installation of advanced cooling systems 8. Installation of safety and security systems |  |  |  | February 17, 2026 - Planning activities are underway. July 2025 - ER-Telecom Holding announced plans to undertake the construction of a data center in Perm. | Project work on Schedule | 1 | Not Funded / Unconfirmed | Private | ER-Telecom Holding
512626 | 512626 | 2026-02-17 19:06 | Equinix – DC22 Phase I Data Center – Washington, D.C. | Equinix – DC22 Phase I Data Center – Washington, D.C. | https://construction.globaldata.com/Projects/Overview/512626 | Construction Complete | Parent | 257 | 2023 Q3 | 2024 Q3 | 2025 Q4 | North America | United States | Washington, D.C. | Washington, D.C. |  |  | Commercial & Leisure | Data Center | Data Center |  |  | Expansion | Onshore | Equinix, Inc. has undertaken the construction of a data center in Washington, the US. The project involved the construction of a data center. It includes the construction of server rooms, an office space, meeting rooms, a control room, and a parking facility, and the installation of 2,125 cabinets and safety and security systems. Construction works were completed in the fourth quarter of 2025. | 38.8951 | -77.0364 | The project involves the construction of a data center in Washington, the US. The US$257 million project includes the following: 1. Construction of server rooms 2. Construction of an office space 3. Construction of meeting rooms 4. Construction of a control room 5. Installation of 2,125 cabinets/racks 6. Installation of safety and security systems |  |  |  | December 2025 - Construction activities were completed. July 2025 - Constuction activities are underway. February 2024 - Planning activities are underway. Q3 2023 - Equinix announced plans to build a data center in Washington, D.C. | Construction Completed | 5 | Not Funded / Unconfirmed | Private | Equinix Inc
536644 | 368866 | 2026-02-17 19:00 | Digital Edge/ SK Ecoplant – SEL3 AI Data Center – Incheon | Digital Edge/ SK Ecoplant – Bupyeong National Industrial AI Data Center – Incheon | https://construction.globaldata.com/Projects/Overview/536644 | Execution | Sub | 400 | 2025 Q1 | 2025 Q2 | 2027 Q4 | Asia-Pacific | South Korea | Incheon | Incheon | Bupyeong National Industrial Complex | 403813 | Commercial & Leisure | Data Center | Data Center |  |  | New | Onshore | A joint venture of SK Ecoplant Co., Ltd (SKE) and Digital Edge Pte Ltd (DE) is undertaking the construction of an AI hyperscale, tier III data center at Bupyeong National Industrial Complex in Incheon, South Korea. The project involves the construction of a 13-storey data center with a consumption capacity of 60MW on 10,966 m2 area. It includes the construction of of data halls with racks, meeting rooms, office space, storage facilities and parking facilities, and the installation of power and cooling systems, safety and security systems. SK Ecoplant Co., formerly known as SK Engineering & Construction Co., will participate in all the stages of engineering, procurement and construction. Sebo Manufacturing Engineering Construction Corp has been appointed as a mechanical subcontractor. In July 2025, Digital Edge secured US$581 million Green Loan to fund the development of SEL3. Construction works were commenced in May 2025 and expected to be completed by December 2027. | 37.4565 | 126.7052 | The project involves the construction of a 13-storey data center with a consumption capacity of 60MW in Incheon, South Korea. The US$400 million project includes the following: 1. Construction of data halls with racks 2. Construction of meeting rooms 3. Construction of office space 4. Construction of storage facilities 5. Construction of parking facilities 6. Installation of power and cooling systems 7. Installation of safety and security systems | Heating, ventilation and air conditioning (HVAC); Hyperscale Data Center |  |  | February 2026 - Construction works are underway. September 2025 - Sebo Manufacturing Engineering Construction Corp was awarded contract for mechanical equipment construction. August 2025 - Construction works are underway. July 2025 - Digital Edge secured US$581 million Green Loan to fund the development of SEL3. May 2025 - Construction work commenced. April 2022 - A joint venture of Digital Edge DC and SK Ecoplant Co. Ltd announced plans to develop SEL3 data center in Incheon. | Project work on Schedule | 1 | Not Funded / Unconfirmed | Private | Digital Edge DC;SK Ecoplant Co Ltd | SK Ecoplant Co Ltd
512581 | 512581 | 2026-02-17 18:56 | Equinix – SE4 Data Center: Phase IV – Washington | Equinix – SE4 Data Center: Phase IV – Washington | https://construction.globaldata.com/Projects/Overview/512581 | Construction Complete | Parent | 40 | 2023 Q1 | 2024 Q1 | 2025 Q4 | North America | United States | Washington | Seattle | at 6906 S 204th Street | 98032 | Commercial & Leisure | Data Center | Data Center |  |  | Expansion | Onshore | Equinix Inc. (Equinix) has undertaken the expansion of a data center at 6906 S 204th Street in Seattle, Washington, the US. The project involved the expansion of the SE 4 data center. It includes the construction of substations, data halls, server rooms with racks, control rooms, an administrative space, 400 cabinets, and the installation of advanced cooling systems and safety and security systems. Construction activities were completed in the fourth quarter of 2025. | 47.4217 | -122.2501 | The project involved the expansion of the SE 4 data center at 6906 S 204th Street in Seattle, Washington, the US. The US$40 million project included the following: 1. Construction of substations 2. Construction of data halls 3. Construction of server rooms with racks 4. Construction of control rooms 5. Construction of an administrative space 6. Construction of 400 cabinets 7. Installation of advanced cooling systems 8. Installation of safety and security systems |  |  |  | December 2025 - Construction activities were completed. July 2025 - Construction works are underway. December 2024 - Construction works are underway. Q1 2024 - Construction works are underway. Q1 2023 - Equinix announced plans to expand the SE 4 data center in Seattle. | Construction Completed | 5 | Not Funded / Unconfirmed | Private | Equinix Inc
509643 | 509643 | 2026-02-17 18:21 | OneAS1A – Mieum Industrial Complex AI Data Center – Busan | OneAS1A – Mieum Industrial Complex AI Data Center – Busan | https://construction.globaldata.com/Projects/Overview/509643 | Execution | Parent | 677 | 2021 Q2 | 2024 Q3 | 2026 Q3 | Asia-Pacific | South Korea | Busan | Busan | Mi-eum Industrial Complex in Gurang-dong, Gangseo-gu, |  | Commercial & Leisure | Data Center | Data Center |  |  | New | Onshore | OneAsia Network Ltd is undertaking the construction of a colocation AI data center at Mieum Industrial Park in Busan-Jinhae Free Economic Zone, South Korea. The project involves the construction of an 88,000m2 data center building with a consumption capacity of 100MW on 2.52ha of land. It includes the construction of meeting rooms, an administrative space, parking facilities, installation of Building Integrated Photovoltaic Panels (BIPV), equipment and cooling systems, and elevators. Autech Carrier is supplying cooling equipment. The facility will be powered by the Kori nuclear power plant. The in-house division is undertaking designing, building, and operating services. Construction is scheduled to be completed by August 2026. | 35.1361 | 128.8576 | The project involves the construction of an 88,000m2 AI data center with a consumption capacity of 100MW on 2.52ha of land at Mieum Industrial Park in Busan-Jinhae Free Economic Zone, South Korea. The US$677 million project includes the following: 1. Construction of an administrative space 2. Construction of meeting rooms 3. Construction of parking facilities 4. Construction of server rooms 5. Installation of equipment and cooling systems 6. Installation of elevators | Colocation Data Center; Heating, ventilation and air conditioning (HVAC) |  |  | February 2026 - Construction activities are underway. June 2025 - Construction works are underway. September 2024 - Construction works are commenced. July 2023 - Planning works are underway. June 2021 - OneAsia announced a plan to build a data center in Busan. | Project work on Schedule | 1 | Not Funded / Unconfirmed | Private | OneAsia Network Limited | OneAsia Network Limited | OneAsia Network Limited
513001 | 513001 | 2026-02-17 17:54 | SLNH – Project Annie Data Center – Texas | SLNH – Project Annie Data Center – Texas | https://construction.globaldata.com/Projects/Overview/513001 | Planning | Parent | 150 | 2025 Q1 | 2027 Q1 | 2029 Q3 | North America | United States | Texas |  |  |  | Commercial & Leisure | Data Center | Data Center |  | Medium | New | Onshore | Soluna Holdings Inc. (SHI) is planning to undertake the construction of a colocation data center in Northeast Texas, the US. The project involves the construction of a data center with a capacity of 75MW. It includes the construction of administrative space, server rooms, parking facilities, the installation of equipment, cooling systems, and safety and security systems. In May 2025, Soluna signed a power procurement agreement to power its data center. The facility will be operated on renewable energy. | 31.1689 | -100.0768 | The project involves the construction of a data center with a capacity of 75MW in Texas, the US. The US$150 million project includes the following: 1. Construction of administrative space 2. Construction of server rooms 3. Construction of parking facilities 4. Installation of equipment 5. Installation of cooling systems 6. Installation of safety and security systems | Colocation Data Center; Heating, ventilation and air conditioning (HVAC) |  |  | February 2026 - Planning activities are underway. July 2025 - Planning activities are underway. Q1 2025 - Soluna announced plans to build a data center in Texas. | No Major Development | 0 | Not Funded / Unconfirmed | Private | Soluna Holdings Inc
559614 | 559614 | 2026-02-17 17:28 | Link Logistics RE – Crossings Data Center Campus – Georgia | Link Logistics RE – Crossings Data Center Campus – Georgia | https://construction.globaldata.com/Projects/Overview/559614 | Planning | Parent | 1000 | 2025 Q4 | 2027 Q2 | 2030 Q4 | North America | United States | Georgia | Atlanta | Westbrook Road and Evans Drive | 30310 | Commercial & Leisure | Data Center | Data Center |  | Medium | New | Onshore | B9 Union City Owner LLC is planning to construct a colocation data center at Westbrook Road and Evans Drive in Atlanta, Georgia, the US. The project involves the construction of a 144,928m2 five data center buildings on 93.4ha of land. It includes the construction of server rooms, meeting rooms, parking spaces, installation of generators, cooling systems, and safety and security systems. It will be developed in phases. Construction of the first phase is expected to be completed by 2028. | 33.707 | -84.4258 | The project involves the construction of a 144,928m2 five data center buildings on 93.4ha of land in Georgia, the US. The US$1,000 million project includes the following: 1. Construction of server rooms 2. Construction of meeting rooms 3. Construction of administrative spaces 4. Construction of parking spaces 5. Installation of generators 6. Installation of cooling systems 7. Installation of safety and security systems | Colocation Data Center |  |  | February 2026 - B9 Union City Owner LLC submitted a Developments of Regional Impact (DRI) application with the Georgia Department of Community Affairs. Q4 2025 - B9 Union City Owner LLC announced plans for the construction of a data center in Atlanta. | Major Authority Clearance Submitted | 1 | Not Funded / Unconfirmed | Private | Link Logistics Real Estate LLC
367986 | 367986 | 2026-02-17 17:08 | ESR Cayman – Higashi Kurume Data Centre – Tokyo | ESR Cayman – Higashi Kurume Data Centre – Tokyo | https://construction.globaldata.com/Projects/Overview/367986 | Execution | Parent | 150 | 2022 Q1 | 2023 Q4 | 2026 Q3 | Asia-Pacific | Japan | Tokyo | Higashimurayama-shi | Mitaka | 181-0013 | Commercial & Leisure | Data Center | Data Center |  |  | New | Onshore | ESR Cayman (ESR) is undertaking the construction of a colocation data centre in Mitaka, Tokyo, Japan. The project involves the construction of a 20,900m2 data centre facility with a power consumption capacity of 30MW. It includes the construction of server rooms, meeting rooms, administrative space, parking facilities, the installation of equipment and cooling systems, and the installation of safety and security systems. | 35.7488 | 139.4957 | The project involves the construction of a 20,900m2 data center facility with a power consumption capacity of 30MW in Mitaka, Tokyo, Japan. The US$150 million project includes the following: 1. Construction of server rooms with racks 2. Construction of meeting rooms 3. Construction of administrative space 4. Construction of parking facilities 5. Installation of equipment 6. Installation of cooling systems 7. Installation of safety and security systems | Colocation Data Center; Heating, ventilation and air conditioning (HVAC) |  |  | February 2026 - Construction activitties are underway. May 12, 2025 - We have not been able to obtain further updates on this project. We have retained the same project stage and amended the key dates accordingly. We will update the profile as soon as we obtain any new information. December 2024 - Construction activities are underway. May 2024 - Construction activities are underway. Q4 2023 - Construction activities commenced. January 2023 - Planning activities are underway. April 2022 - The project is in early development stage. January 31, 2022 - ESR announced plans to build data centre in Mitaka, Tokyo. | Project work on Schedule | 1 | Not Funded / Unconfirmed | Private | ESR Group Ltd
512424 | 512424 | 2026-02-17 17:03 | AWS – Milan Fiera Data Center – Lombardy | AWS – Milan Fiera Data Center – Lombardy | https://construction.globaldata.com/Projects/Overview/512424 | Planning | Parent | 400 | 2024 Q1 | 2027 Q2 | 2028 Q4 | Europe | Italy | Lombardy | Milan |  |  | Commercial & Leisure | Data Center | Data Center |  | Low | New | Onshore | Amazon Web Services is planning to construct a hyperscale data center in Milan, Lombardy, Italy. The project involves the construction of a 74MW data center. It includes the construction of server rooms, substations, office space, administrative spaces, parking spaces, and the installation of safety and security systems. | 45.4643 | 9.1895 | The project involves the construction of a 74MW data center in Milan, Lombardy, Italy. The US$400 million project includes the following: 1. Construction of server rooms 2. Construction of substation 3. Construction of office space 4. Construction of administrative spaces 5. Construction of parking spaces 6. Installation of safety and security systems | Heating, ventilation and air conditioning (HVAC); Hyperscale Data Center |  |  | February 17, 2026 - We have not been able to obtain further updates on this project. We have retained the same project stage and amended the key dates accordingly. We will update the profile as soon as we obtain any new information. July 2025 - Planning activities are underway. February 2025 - Planning activities are underway. January 2024 - Amazon Web Services announced plans to build a data center in Milan. | Information Unavailable |  | Not Funded / Unconfirmed | Private | Amazon Web Services Inc
453591 | 453591 | 2026-02-17 16:53 | TierPoint – Locust Street Data Center – Missouri | TierPoint – Locust Street Data Center – Missouri | https://construction.globaldata.com/Projects/Overview/453591 | Planning | Parent | 150 | 2024 Q3 | 2027 Q2 | 2029 Q3 | North America | United States | Missouri | St. Louis | 1111 Olive St | 63103 | Commercial & Leisure | Data Center | Data Center |  | Medium | Renovation | Onshore | TierPoint is planning to construct a colocation data center in Missouri, the US. The project involves the construction of a 12,620m2 data center with a capacity of 20MW. It includes the construction of data halls with racks, meeting rooms, office space, storage facilities and parking facilities, and the installation of four 2MW generators, cooling systems, safety and security systems. The facility receives power from the utility grid through an N+1 electrical architecture, providing up to 5MW of utility capacity and 3MW of critical load supported by N+1 UPS systems to enhance power reliability. Cooling is delivered through an N+1 HVAC configuration, incorporating air-side economizers to improve efficiency. The facility will support artificial intelligence (AI) and other GPU-accelerated workloads. The first phase will deliver 2,103m2 data center space with a capacity of 5MW. Ameren Corp has been appointed as a consulting engineer. | 38.6297 | -90.1965 | The project involves the construction of a 12,620m2 data center with a capacity of 20MW in St. Louis, Missouri, the US. The US$150 million project includes the following: 1. Construction of data halls with racks 2. Construction of meeting rooms 3. Construction of office space 4. Construction of storage facilities 5. Construction of parking facilities 6. Installation of cooling systems 7. Installation of four 2MW generators 8. Installation of safety and security systems | Artificial Intelligence; Colocation Data Center; Heating, ventilation and air conditioning (HVAC) |  | https://www.tierpoint.com/data-centers/missouri/st-louis-locust/ | February 2026 - Planning activities are underway. July 2025 - Planning activities are underway. April 2025 - The project secured financing to support the project development. August 2024 - TierPoint announced plans to build data center in St. Louis. | Project work on Schedule | 1 | Not Funded / Unconfirmed | Private | TierPoint LLC
397434 | 397434 | 2026-02-17 16:43 | MEDP – IMD1 Data Center – Illinois | MEDP – IMD1 Data Center – Illinois | https://construction.globaldata.com/Projects/Overview/397434 | EPC Award | Parent | 257 | 2022 Q1 | 2026 Q2 | 2028 Q4 | North America | United States | Illinois | Chicago | 1951 West Hastings Street | 60608 | Commercial & Leisure | Data Center | Data Center | Office Buildings; Parking Facilities | Low | New | Onshore | Metro Edge Development Partners (MEDP) is planning to construct a colocation data center at 1951 West Hastings Street, in Chicago, Illinois, the US. The project involves the construction of a 17,163m2 20MW five-story data center. It includes the construction of data halls, server rooms, meeting rooms, an administrative unit, 372m2 office space, storage facilities, and 30 parking spaces, and the installation of generators, cooling systems, and safety and security systems. The facility draws power from the utility grid supplied by ComEd. Corgan has been appointed as an architect, Clune Construction, Power Construction, and Ujamaa Construction as Contractors, and T5 Data Centers as project manager. | 41.8636 | -87.677 | The project involves the construction of a 17,163m2 20MW five-story data center in Chicago, Illinois, the US. The US$257 million project includes the following: 1. Construction of data halls 2. Construction of server rooms 3. Construction of meeting rooms 4. Construction of an administrative unit 5. Construction of 372m2 office space 6. Construction of storage facilities 7. Construction of 30 parking spaces 8. Installation of generators 9. Installation of cooling systems 10. Installation of safety and security systems | Colocation Data Center; Heating, ventilation and air conditioning (HVAC); Potential E&E; Tier 3 Data Center | A data center is being built at 1951 West Hastings Street in the Illinois Medical District. It will be designed to Tier III standards. |  | February 2026 - Pre-construction activities are underway. June 2025 - Pre-construction activities are underway. January 2025 - Construction fencing has been installed. November 2024 - Pre-construction activities are underway. December 2023 - Pre-construction activities are underway. June 2023 - The project received site plan approvals from the Chicago Department of Planning and Development. Q1 2022 - MEDP announced plans to build a data center in Chicago. | No Major Development | 0 | Not Funded / Unconfirmed | Private | Metro Edge Development Partners LLC | Clune Construction Company;Power Construction Company LLC;Ujamaa Construction Inc | Corgan Associates Inc
504253 | 504253 | 2026-02-17 16:40 | Stack Infra – CHI02 Data Center – Illinois | Stack Infra – CHI02 Data Center – Illinois | https://construction.globaldata.com/Projects/Overview/504253 | Planning | Parent | 430 | 2025 Q1 | 2027 Q3 | 2030 Q2 | North America | United States | Illinois | Elk Grove Village | 1830 Jarvis Ave | IL 60007 | Commercial & Leisure | Data Center | Data Center |  | Low | Redevelopment | Onshore | STACK Infrastructure (STACK) is planning to undertake the construction of a colocation data center at 1830 Jarvis Ave in Elk Grove Village, Illinois, the US. The project involves the construction of a 24,491m2, two-story data center with a capacity of 36MW on 7.28ha of land. It includes the construction of conference rooms, office space, bicycle storage, showers, and secure multi-bay loading dock, and dedicated storage and staging areas, the installation of dual utility feeds with N+1 block generators/UPS and safety and security systems. The project will be powered by the nearby ComEd substation, and it will utilise a closed-loop water cooling system capable of supporting air and liquid cooling for high-density IT equipment. | 42.0167 | -87.958 | The project involves the construction of a 24,491m2, two-story data center with a capacity of 36MW on 7.28ha of land in Elk Grove Village, Chicago, Illinois, the US. The US$430 million project includes the following: 1. Construction of conference rooms 2. Construction of office space 3. Construction of bicycle storage 4. Construction of showers 5. Construction of secure multi-bay loading dock 6. Construction of dedicated storage 7. Construction of staging areas 8. Installation of dual utility feeds with N+1 block generators/UPS 9. Installation of safety and security systems | Green data center |  |  | February 2026 - Planning activities are underway. July 2025 - Planning activities are underway. May 2025 - Project is in early stages of development. Q1 2025 - STACK announced plans to build a data center in Elk Grove Village. | No Major Development | 0 | Not Funded / Unconfirmed | Private | Stack Infrastructure
475274 | 475274 | 2026-02-17 16:39 | Doma Infra/ Starwood Capital/ Telstra Corp – Minchinbury Data Center – New South Wales | Doma Infra/ Starwood Capital/ Telstra Corp – Minchinbury Data Center – New South Wales | https://construction.globaldata.com/Projects/Overview/475274 | Pre-Design | Parent | 415 | 2024 Q4 | 2026 Q2 | 2028 Q1 | Asia-Pacific | Australia | New South Wales | Sydney | Minchinbury site |  | Commercial & Leisure | Data Center | Data Center |  | Low | New | Onshore | Starwood Capital Group, Doma Infrastructure Group (DIG), and Telstra Group Ltd are planning to build a tier III colocation data center adjacent to the established Eastern Creek data centre cluster in West Sydney, New South Wales, Australia. The project involves the construction of a 62MW AI-optimised data center. It includes the construction of server rooms, control rooms, meeting rooms, data halls, administrative facilities, and the installation of a liquid cooling system, racks, and safety and security systems. The facility will use a liquid cooling system. Starwood Capital, through a controlled affiliate, and Doma are responsible for financing, development, construction, and ongoing management of the project. Construction is expected to be completed in the first quarter of 2028. | -33.8809 | 151.2139 | The project involves the construction of a 62MW data center in West Sydney, New South Wales, Australia. The US$415 million project includes the following: 1. Construction of server rooms 2. Construction of control rooms 3. Construction of meeting rooms 4. Construction of data halls 5. Construction of administrative facilities 6. Installation of generators 7. Installation of racks 8. Installation of safety and security systems | Colocation Data Center; Tier 3 Data Center |  |  | February 2026 - Pre-design activities are underway. November 2025 - Starwood Capital Group, Doma Infrastructure Group (DIG) and Telstra Group Ltd signed a strategic agreement to develop the project. January 2025 - The facility has received Development Application approvals. Q4 2024 - DIG announced plans to build a data center in Sydney. | No Major Development | 0 | Not Funded / Unconfirmed | Private | Doma Infrastructure Group;Starwood Capital Group;Telstra Group Ltd
525145 | 444604 | 2026-02-17 16:16 | Goodman – Goodman Tsukuba AI Data Center Campus: Phase I – Ibaraki | Goodman – Goodman Tsukuba AI Data Center Campus – Ibaraki | https://construction.globaldata.com/Projects/Overview/525145 | Execution | Sub | 70 | 2022 Q1 | 2025 Q1 | 2026 Q4 | Asia-Pacific | Japan | Ibaraki | Tsukuba |  |  | Commercial & Leisure | Data Center | Data Center |  |  | New | Onshore | Goodman Japan Ltd (Goodman) is undertaking the construction of a hyperscale, AI data center campus in Tsukuba City, Ibaraki Prefecture, Japan. The project involves the construction of a data center with a consumption capacity of 50MW. It involves the construction of server rooms, meeting rooms, an administrative space, car parking facilities, logistics facilities, disaster prevention facilities, and the installation of equipment, safety and security systems. Asai Ken Architects, Inc. has been appointed as the architect, Bechtel Power Corp as an engineering design consultant, NVIDIA Corp as a data center equipment supply contractor and NIPPO Corp as the construction contractor. Construction works were expected to be completed in 2026. | 36.1067 | 140.0848 | The project involves the construction of a data center with a consumption capacity of 50MW in Tsukuba City, Ibaraki Prefecture, Japan. The US$70 million project includes the following: 1. Construction of server rooms 2. Construction of meeting rooms 3. Construction of an administrative space 4. Construction of car parking facilities 5. Construction of logistics facilities 6. Construction of disaster prevention facilities 7. Installation of equipment 8. Installation of safety and security systems | Hyperscale Data Center |  |  | February 2026 - Construction activities are underway. August 2025 - Construction activities are underway. October 2023 - Site preparation and infrastructure works have commenced. Q1 2022 - Goodman Japan Ltd (Goodman) announced plans to construct a data center campus in Tsukuba City. | Project work on Schedule | 1 | Not Funded / Unconfirmed | Private | Goodman Japan Ltd (J-REP Co Ltd) | Nippo Corp | Asai Ken Architectural Research Inc.;Bechtel Power Corp
444604 | 444604 | 2026-02-17 15:56 | Goodman – Goodman Tsukuba AI Data Center Campus – Ibaraki | Goodman – Goodman Tsukuba AI Data Center Campus – Ibaraki | https://construction.globaldata.com/Projects/Overview/444604 | Execution | Parent | 400 | 2022 Q1 | 2025 Q1 | 2033 Q3 | Asia-Pacific | Japan | Ibaraki | Tsukuba |  |  | Commercial & Leisure | Data Center | Data Center |  |  | New | Onshore | Goodman Japan Ltd (Goodman) is undertaking the construction of a hyperscale, AI data center campus in Tsukuba City, Ibaraki Prefecture, Japan. The project involves the construction of a data center campus with a 1,000MW consumption capacity on 45ha of land. It also includes the construction of logistics facilities, disaster prevention facilities, server rooms, meeting rooms, administrative spaces, and car parking facilities, and the installation of equipment and safety and security systems. It will be constructed across different plots. Data centers will be built on plots A to D, logistics facilities on plots E to G, and a disaster prevention facility on plot H. The project includes the construction of four four-story data centers on plot A on 7ha of land and two five-story data centers on plot B on 3.68ha of land, on plot C on 3.5ha of land, and on plot D on 3.4ha of land. The first phase includes the construction of a 50MW data center building. Asai Ken Architects, Inc. has been appointed as the architect, Bechtel Power Corp as an engineering design consultant, NVIDIA Corp as a data center equipment supply contractor and NIPPO Corp as the construction contractor. Construction works on the first phase are scheduled to be completed in 2026, and the entire project is expected to be completed by September 2033. | 36.1067 | 140.0848 | The project involves the construction of a 1,000MW data center campus on 45ha of land located south of the High Energy Accelerator Research Organization, in Tsukuba City, Ibaraki Prefecture, Japan. The US$400 million project includes the following: 1. Construction of server rooms 2. Construction of meeting rooms 3. Construction of administrative spaces 4. Construction of car parking facilities 5. Construction of logistics facilities 6. Construction of disaster prevention facilities 7. Installation of equipment 8. Installation of safety and security systems | Heating, ventilation and air conditioning (HVAC); Hyperscale Data Center |  |  | February 2026 - Construction works on the first phase are underway. July 2025 - Construction works on the first phase are underway. March 2025 - Site preparation and infrastructure works are underway. September 2024 - Site preparation and infrastructure works are underway. Q4 2023 - Site preparation and infrastructure works have commenced. August 2022 - Goodman acquired the project site from the Tsukuba City Land Development Corp. Q1 2022 - Goodman Japan Ltd (Goodman) announced plans to construct a data center campus in Tsukuba City. | Project work on Schedule | 1 | Not Funded / Unconfirmed | Private | Goodman Japan Ltd (J-REP Co Ltd) | Nippo Corp | Asai Ken Architectural Research Inc.;Bechtel Power Corp
361232 | 361232 | 2026-02-17 15:51 | Equinix – DB8 Profile Park Data Center – Leinster | Equinix – DB8 Profile Park Data Center – Leinster | https://construction.globaldata.com/Projects/Overview/361232 | Planning | Parent | 100 | 2021 Q2 | 2027 Q2 | 2028 Q4 | Europe | Ireland | Leinster |  | Plot 100, Profile Park on Nangor Road. | 8H95+9P | Commercial & Leisure | Data Center | Data Center | Parking Facilities | Low | New | Onshore | Equinix Inc (Equinix) is planning to construct a colocation data center at Profile Park on Nangor Road in Clondalkin near Dublin in Leinster, Ireland. The project involves the construction of a 9,601m2, three-story colocation data center with a consumption capacity of 5MW on 2.65ha of land. It includes the construction of data halls, office space, meeting rooms, ancillary staff areas, including break rooms, stores, stair/lift cores, photovoltaic panels at roof level, internal access roads, 64 car parking spaces, five motorcycle spaces, and a bicycle shelter serving 14 spaces, and the installation of generators and safety and security systems. Brock Mcclure Planning and Development Consultants Ltd was appointed as the planner, RKD Architects as the architect, and Murray and Associates as the landscape architect. In 2021, Equinix has filed the planning application to the South Dublin County Council (SDCC). However, in October 2021, SDCC requested additional information related to the detailed project plans. The site was originally planned to be powered by the electric grid, but after failing to secure a permanent supply, Equinix adjusted the proposal to use gas power. | 53.3185 | -6.4407 | The project involves the construction of a 9,601m2, three-story colocation data center with a consumption capacity of 5MW on 2.65ha of land at Profile Park, Clondalkin, Ireland. The US$100 million project includes the following: 1. Construction of data halls 2. Construction of an administrative space 3. Construction of meeting rooms 4. Construction of ancillary staff areas including break rooms, stores, stair/lift cores 5. Construction of office space 6. Construction of internal access roads 7. Construction of 64 car parking spaces, five motorcycle spaces, and a bicycle shelter serving 14 spaces 8. Installation of generators 9. Installation of safety and security systems | Colocation Data Center; Heating, ventilation and air conditioning (HVAC) |  |  | February 2026 - The project has been delayed due to the rejection of the appeal from the South Dublin County Council. July 2025 - Equinix has rejected the appeal from South Dublin County Council. February 2025 - Equinix has rejected the appeal from South Dublin County Council. January 2025 - Planning activities are underway. April 2024 - Planning activities are underway. June 2023 - Planning activities are underway. August 2022 - Planning activities are underway. January 2022 - Equinix is in the process of securing regulatory approvals. October 2021 - SDCC requested additional information related to the detailed project plans. July 2021 - Equinix has filed the planning application to the SDCC. April 2021 - Equinix has announced plans to construct the DB8 Data Center in Dublin. | Project is Delayed | -3 | Not Funded / Unconfirmed | Private | Equinix Inc |  | Murray and Associates;RKD Architects | Brock Mcclure Planning and Development Consultants Ltd
505088 | 505088 | 2026-02-17 15:49 | DataOne – New Jersey Data Center – New Jersey | DataOne – New Jersey Data Center – New Jersey | https://construction.globaldata.com/Projects/Overview/505088 | Execution | Parent | 400 | 2024 Q4 | 2025 Q1 | 2026 Q4 | North America | United States | New Jersey | Vineland | South Lincoln and Sheridan Avenues |  | Commercial & Leisure | Data Center | Data Center |  |  | New | Onshore | DataOne is undertaking the construction of a data center in Vineland, New Jersey, the US. The project involves the construction of a 300MW AI data center. It includes the construction of a data halls, server rooms, and parking space, and the installation of racks, cooling systems, safety and security systems. It will employs advanced power generation methods to reduce dependence on the local grid. It also features innovative heat recovery systems, urban agriculture, energy-efficient closed loop chiller cooling, and renewable energy options to minimise environmental impact while maintaining high performance. Upon completion, Microsoft will occupy the data center and in September 2025, Microsoft signed a US$17,400 million, five-year deal to use GPU services from Nebius Group. | 39.4731 | -75.1565 | The project involves the construction of a 300MW AI data center in New Jersey, the US. The US$400 million project includes the following: 1. Construction of data halls 2. Construction of server rooms 3. Construction of parking space 4. Installation of racks 5. Installation of cooling systems 6. Installation of safety and security systems | Green data center; Heating, ventilation and air conditioning (HVAC) |  |  | February 2026 - Construction works are underway. July 2025 - Construction on the first phase is underway. March 2024 - DataOne and Nebius announced plans to construct a datacenter in Vineland | Project work on Schedule | 1 | Not Funded / Unconfirmed | Private | DataOne USA |  |  | Nebius Group NV
183276 | 183276 | 2026-02-17 15:44 | Switch Comm – SUPERNAP Data Center Campus – Nevada | Switch Comm – SUPERNAP Data Center Campus – Nevada | https://construction.globaldata.com/Projects/Overview/183276 | Execution | Parent | 3000 | 2015 Q1 | 2021 Q2 | 2027 Q2 | North America | United States | Nevada |  | Tahoe Reno Industrial Center | 89521 | Commercial & Leisure | Data Center | Data Center |  |  | New | Onshore | Switch Communications Group (Switch) is undertaking the construction of a colocation, tier V platinum standard data center in Nevada, the US. The project involves the construction of a 6,68,902m2 data centers on 809ha of land and is being developed in eight phases. > The first phase, known as SuperNap Tahoe Reno 1, includes the construction of a data center with a 132,664m2 area. > The second phase, known as SuperNap Tahoe Reno 2, includes the construction of a data center with a 49,512m2 area. > The third phase, known as SuperNap Tahoe Reno 3, includes the construction of a data center with a 57,720m2 area. > The fourth phase, known as SuperNap Tahoe Reno 4, includes the construction of a data center with an 87,069m2 area. > The fifth phase, known as SuperNap Tahoe Reno 5, includes the construction of a data center with an 87,069m2 area. > The sixth phase, known as SuperNap Tahoe Reno 6, includes the construction of a data center with an 87,069m2 area. > The seventh phase, known as SuperNap Tahoe Reno 7, includes the construction of data center with an 87,069m2 area. > The eighth phase, known as SuperNap Tahoe Reno 8, includes the construction of data center with a 57,720m2 area. It also includes the construction of server rooms, data halls, and a substation, and the installation of generators, cooling systems, and safety and security systems. The project will be powered by 100% renewable energy. It will utilise air cooling systems Bluescope Construction has been appointed as a contractor, and F&P Construction as an excavation contractor. | 39.5269 | -119.625 | The SuperNap project involves the construction of 668,901.8m2 data center on 809ha of land in McCarran, Storey County, Nevada, the US. The US$3,000 million project includes the following: 1. Construction of server rooms 2. Construction of data halls 3. Construction of a substation 4. Installation of generators 5. Installation of an air cooling system 6. Installation of safety and security systems | Colocation Data Center; Heating, ventilation and air conditioning (HVAC) | A data center campus is being developed at the Tahoe Reno Industrial Center in McCarran. It will provide security, power, and cooling for stacks for thousands of servers owned by more than 1,000 clients in the region. Once complete, it will make Nevada the most digitally connected state in the US. eBay Inc. will be the anchor tenant for the SUPERNAP Reno, which will connect to the main SUPERNAP campus in Las Vegas via a new fiber loop, which will also extend to Los Angeles and the San Francisco Bay area. |  | February 2026 - Construction activities are underway. May 2025 - Construction activities are underway. July 2024 - Construction activities are underway. August 2023 - Construction activities are underway. November 2022 - Construction activities are underway. December 2021 - Construction activities are underway. April 2021 - Ground breaking ceremony held for second and third phase of the project. August 2020 - Planning activities are underway on third phase. August 2019 - Planning activities are underway on third phase. January 2018 - Construction works are underway. June 2017 - Construction works are underway. Q1 2017 - Construction works on first phase completed. Q4 2016 - Construction works are underway. November 2016 - Construction works are underway. Q2 2016 - Construction works are underway. Q4 2015 - Excavation and grading is ongoing. Q4 2015 - Excavation and grading works for first phase are underway. Q3 2015 - Groundbreaking ceremony held for the first phase. Q2 2015 - Excavation and grading works on the first phase of the project are underway. Q1 2015 - Switch announced plans for the Supernap project. | Project work on Schedule | 1 | Not Funded / Unconfirmed | Private | Switch Communications Group L.L.C. | BlueScope Construction Inc | Switch Communications Group L.L.C.
512192 | 512192 | 2026-02-17 15:25 | Emerald Lake Estates – Etheridge Lakes Data Center – Virginia | Emerald Lake Estates – Etheridge Lakes Data Center – Virginia | https://construction.globaldata.com/Projects/Overview/512192 | Planning | Parent | 310 | 2024 Q4 | 2027 Q1 | 2029 Q4 | North America | United States | Virginia | Chesapeake | south west quadrant of the Etheridge Manor Boulevard and Centerville Turnpike intersection |  | Commercial & Leisure | Data Center | Data Center |  | Medium | New | Onshore | Emerald Lake Estates is planning to construct a data center in Chesapeake, Virginia, the US. The project involves the construction of a 32,516m2 data center on 9.14ha of land. It includes the construction of a substation, an office space, server rooms, an administrative space, and parking facilities, and the installation of safety and security systems. Hassell & Folkes PC Inc has been appointed as a planner. | 36.6931 | -76.1925 | The project involves the construction of a 32,516m2 data center on 9.14ha of land in Chesapeake, Virginia, the US. The US$310 million project includes the following: 1. Construction of a substation 2. Construction of an office space 3. Construction of server rooms 4. Construction of an administrative space 5. Construction of parking facilities 6. Installation of safety and security systems | Heating, ventilation and air conditioning (HVAC) |  |  | February 2026 - The planning commission is developing a revised zoning framework that transitions data center development to a conditional use category. June 2025 - The Chesapeake City Council has rejected the land rezoning proposal. May 2025 - The local planners recommended denial for the land rezoning proposal. January 27, 2025 - The land rezoning proposal was submitted to the Chesapeake City Council. Q4 2024 - Emerald Lake Estates announced plans to build a data center in Chesapeake. | Major Authority Clearance Submitted | 1 | Not Funded / Unconfirmed | Private | Emerald Lake Estates |  |  | Hassell & Folkes PC Inc
509566 | 509566 | 2026-02-17 15:18 | JDPI – Tokyo Data Centers Development Program – Tokyo | JDPI – Tokyo Data Centers Development Program – Tokyo | https://construction.globaldata.com/Projects/Overview/509566 | Planning | Program | 800 | 2025 Q1 | 2027 Q4 | 2031 Q1 | Asia-Pacific | Japan | Tokyo | Tokyo |  | 104-0045 | Commercial & Leisure | Data Center | Data Center |  | Medium | New | Onshore | Japan DC Partners I is planning to construct a colocation data center in Tokyo, Japan. The program involves the construction of three data centers with a combined consumption capacity of 240MW. It includes the construction of server rooms, control rooms, an administrative space, meeting rooms, storage space, distribution rooms, parking facilities, the installation of servers, electrical equipment, safety and security systems, cooling systems, and lighting systems. These facilities will be developed and operated by Ares’ data center platform Ada Infrastructure. | 35.6631 | 139.7678 | The program involves the construction of three data centers with a combined consumption capacity of 240MW in Tokyo, Japan. The US$800 million project includes the following: 1. Construction of server rooms 2. Construction of control rooms 3. Construction of an administrative space 4. Construction of meeting rooms 5. Construction of storage space 6. Construction of distribution rooms 7. Construction of parking facilities 8. Installation of servers 9. Installation of electrical equipment 10. Installation of safety and security systems 11. Installation of cooling systems 12. Installation of lighting systems | Colocation Data Center; Heating, ventilation and air conditioning (HVAC) |  |  | February 2026 - Planning activities are underway. | No Major Development | 0 | Not Funded / Unconfirmed | Private | Japan DC Partners I
512551 | 538219 | 2026-02-17 14:31 | Fermi America – Project Matador Advanced Energy and Intelligence Campus – Texas | Fermi America/ Texas Tech – Donald J. Trump Advanced Energy and Intelligence Campus – Texas | https://construction.globaldata.com/Projects/Overview/512551 | Design | Parent | 20000 | 2025 Q1 | 2026 Q3 | 2038 Q4 | North America | United States | Texas | Amarillo |  |  | Commercial & Leisure | Data Center | Data Center |  | Low | New | Onshore | Fermi America is undertaking the construction of an advanced energy and intelligence campus in Amarillo, Texas, the US. It is also known as the President Donald J. Trump Advanced Energy and Intelligence Campus. The project involves the construction of an AI-ready, hyperscale 1,393,546m2 data center campus. The project will be developed in multiple phases with the potential to deliver up to 11,000MW of power by 2038. Once complete, the data center will be one of the world’s largest integrated nuclear, natural gas, and solar-powered data centres, comprising four AP1000 nuclear reactors with 4,000MW, 2,000MW of small modular reactors, 4,000MW of combined-cycle gas plants, and 1,000MW of solar and battery energy storage systems. The entire project will be developed on 2,347ha of land. It also includes the construction of server rooms, control rooms, substations, indirect hybrid cooling towers, and the installation of generators, transformers, safety and security systems. It will be developed in four phases and is committed to operating on-site energy sources, including natural gas, solar, wind, and nuclear. There will be additional BESS systems, with solar photovoltaic generation for a backup power source. It primarily utilises air cooling and circulating water through closed-loop systems. Phase I includes the construction of 241,548m2 of data center space with the consumption capacity of 1,100MW of power from Ferma-owned 580MW combined cycle gas power, 200MW Southwestern Public Service Company (SPS) grid-supplied power, and 320MW temporary GE Vernova TM2500 mobile generation units (which will gradually be replaced by solar and wind power after a defined period of time). Phase I completion target date of December 2026. In December 2025, SPS signed a definitive Electric Service Agreement (ESA) to provide up to 200MW of grid power for Phase I. Phase II includes the construction of 92,903m2 of data center space with a consumption capacity of 800MW. It will be powered from single 800MW on-site natural gas-fired combined cycle generation power. The completion target date of Phase II is the end of 2027. The detailed scope of the Phase III and Phase IV data center space is yet to be revealed. However, the power deployment of Phase III will be from an additional combined cycle natural gas-fired generation, along with an initial 1,000MW Westinghouse Nuclear Reactor. Phase IV will be powered with an additional three 1,000MW Westinghouse Nuclear Reactors and 2,000MW Small Modular Reactors (SMRs). The completion target dates of Phase III and Phase IV will be by 2031 and 2038, respectively. Fermi America holds a 99-year sovereign lease with Texas Tech University, granting exclusive use rights for the development and operation of nuclear, solar, and natural gas energy infrastructure, as well as water access and pore space. Upon completion, it is expected to be one of the world’s largest integrated nuclear-, natural gas-, and solar-powered data center developments. On June 26, 2025, Fermi America purchased three pre-owned GE 6B frame class gas turbines and one associated used steam turbine to utilise in combined-cycle mode. The associated EPC contract has been awarded to Primoris Services Corporation, and NAES Corporation will perform refurbishment and provide other pre-commissioning technical and pre-O&M logistical support. In August 2025, Doosan Enerbility signed a Memorandum of Understanding (MoU) with Fermi America to develop and supply large-scale commercial nuclear plants and small modular reactor technologies. Westinghouse is partnering with Fermi America to provide AP1000 reactor design certification, technical documentation, and regulatory expertise in support of finalising Parts 1 and 2 of the Combined Operating License Application (COLA) submitted to the NRC. In September 2025, Fermi America secured a US$350 million senior loan facility, funded by Macquarie. On September 25, 2025, Siemens Energy signed a Letter of Intent (LOI) with Fermi America to purchase three SGT6-5000F gas turbine packages and related auxiliaries producing up to 1,100MW. In October 2025, Hyundai Engineering & Construction (Hyundai E&C) was awarded the Front-End Engineering Design (FEED) contract for the first phase of the project's nuclear development. It will perform basic design works for the four AP1000 nuclear units. The scope of the work includes site layout development, review of cooling systems, and detailed estimates for project budget and construction schedule. This FEED phase will form the foundation for the full Engineering, Procurement, and Construction (EPC) contract, which is expected to be finalised in the second quarter of 2026, following completion of the U.S. Nuclear Regulatory Commission (NRC) licensing review. In October 2025, Energy Transfer signed an energy supply agreement with Fermi America to connect to its pipeline infrastructure. Fermi America secured preliminary approval for 6,000MW of clean, natural gas-based power generation from the Texas Commission on Environmental Quality (TCEQ) in November 2025. In December 2025, MVM EGI signed an MoU with Fermi America to develop cooling systems for the data center. Under the agreement, the companies will work on preliminary engineering and feasibility studies for a series of indirect hybrid cooling towers, which will support the project's potential 6,000MW of natural-gas generation infrastructure and its planned four AP1000 nuclear reactors. Dashiell signed a US$40 million construction contract to build on-site SPS grid power substations and a connection line to the 115kV line. Additionally, Lee Lewis Construction Inc signed a US$30 million site works contract to deploy temporary GE Vernova TM2500 mobile generation units. In January 2026, Titan Production Equipment, LLC was awarded | 35.222 | -101.8313 | The project involves the construction of an AI-ready, hyperscale 1,393,546m2 AI data center campus near Amarillo in Texas, the US. The US$20,000 million project includes the following: 1. Construction of server rooms 2. Construction of control rooms 3. Construction of substations 4. Construction of indirect hybrid cooling towers 5. Installation of generators 6. Installation of transformers 7. Installation of safety and security systems | Energy storage; Heating, ventilation and air conditioning (HVAC); Hyperscale Data Center |  |  | February 2026 - Site works are temporarily put on hold as Ferma awaits for final clean air permit from the Texas Commission on Environmental Quality. February 2026 - Fermi America secured a US$500 million in financing from MUFG Bank, and Siemens Energy also delivered six natural gas turbines and accompanying generators for the project. January 2026 - Titan Production Equipment, LLC was awarded the contract to engineer, design, and manufacture the Fuel Gas Letdown Stations. December 2025 - SPS signed a definitive Electric Service Agreement (ESA) to provide up to 200MW of grid power for Phase I. December 2025 - MVM EGI signed an MoU with Fermi America to develop cooling systems for the data center. December 2025 - FEED and site works commenced. November 2025 - Fermi America secured preliminary approval for 6,000MW of clean, natural gas-based power generation from the Texas Commission on Environmental Quality (TCEQ). October 2025 - Energy Transfer signed an energy supply agreement with Fermi America to connect to its pipeline infrastructure. October 2025 - Hyundai Engineering & Construction (Hyundai E&C) was awarded the Front-End Engineering Design (FEED) contract for the first phase of the project's nuclear development. September 25, 2025 - Siemens Energy signed a Letter of Intent (LOI) with Fermi America to purchase three SGT6-5000F gas turbine packages and related auxiliaries producing up to 1,100MW. September 2025 - Fermi secured a US$350 million senior loan facility, funded by Macquarie’s commodities and global markets business, with US$100 million drawn at close. August 2025 - Westinghouse signed a contract to provide AP1000 reactor design certification, technical documentation, and regulatory expertise in support of finalising Parts 1 and 2 of the Combined Operating License Application (COLA) submitted to the NRC. August 2025 - Doosan Enerbility signed a Memorandum of Understanding (MoU) with Fermi America to develop and supply large-scale commercial nuclear plants and small modular reactor technologies. July 2025 - Geotechnical works are underway. June 2025 - Fermi America purchased three pre-owned GE 6B frame class gas turbines and one associated used steam turbine to utilise in combined cycle mode. Q1 2025 - Fermi America announced plans to build a data center campus in Texas. | Project is Delayed | -3 | Not Funded / Unconfirmed | Private | Fermi America Inc |  | Hyundai Engineering & Construction Co Ltd;MVM EGI Zrt;Titan Production Equipment | NAES Corp
559000 | 559000 | 2026-02-17 14:20 | Global AI/ Humain – 2000 Howard Smith Avenue West Data Center – Colorado | Global AI/ Humain – 2000 Howard Smith Avenue West Data Center – Colorado | https://construction.globaldata.com/Projects/Overview/559000 | Planning | Parent | 2000 | 2025 Q2 | 2027 Q1 | 2028 Q4 | North America | United States | Colorado | Denver | 2000 Howard Smith Avenue West | 80550 | Commercial & Leisure | Data Center | Data Center |  | Medium | New | Onshore | Global AI and Humain are planning to build a data center in Windsor, Colorado, the US. The project involves the construction of a data center with aconsumption capacity of 60MW on 177.2ha of land. It includes the construction of data halls, meet-me rooms, server rooms, a substation and the installation of generators and uninterruptible power supply (UPS) units, cooling systems and safety and security systems. The project is being developed in phases. The first phase includes the construction of a 24MW data center. The facility plans to build a 60MW data center initially, with the possibility of later scaling it up to 1,000 MW. Depending on the project's ultimate size, the investment could range from approximately US$2,000 million to US$20,000 million. In November 2025, the Global AI purchased three parcels totaling 177.2ha near Windsor and including former industrial buildings for US$15.6 million. The facility will create 70 jobs. | 40.4533 | -104.8723 | The project involves the construction of a data center with a consumption capacity of 60MW on 177.2ha of land in Windsor, Weld County, Colorado, the US. The US$2,000 million project includes the following: 1. Construction of data halls 2. Construction of server rooms 3. Construction of a substation 4. Installation of generators and uninterruptible power supply (UPS) units 5. Installation of the cooling system 6. Installation of safety and security systems |  |  |  | February 2026 - Planning activities are underway. Q2 2025 - Global AI and Humain announced plans to build a data center in Denver, Colorado. | Project work on Schedule | 1 | Not Funded / Unconfirmed | Private | Al-Mustaqbal Lil-Thaka Al-Istinai Co;Global AI
229628 | 229628 | 2026-02-17 13:46 | Northstar Comm – State Route 28 Data Center – Virginia | Northstar Comm – State Route 28 Data Center – Virginia | https://construction.globaldata.com/Projects/Overview/229628 | Construction Complete | Parent | 100 | 2017 Q4 | 2018 Q3 | 2019 Q4 | North America | United States | Virginia | Sterling | State Route 28 Loudoun County | 20164 | Commercial & Leisure | Data Center | Data Center |  |  | New | Onshore | Northstar Commercial Partners (NCP) has undertaken the construction of a data center along the State Route 28 in Virginia, the US. The project involved the construction of a 37,161m2 data center comprising two buildings on 12.9ha of land. It included the construction of server rooms, meeting rooms, an administrative space, and parking facilities, and the installation of equipment and cooling systems. NCP secured the developmental site for US$41 million in March 2018. The data center has been leased to Amazon Web Services. The project will be developed on a build-to-suit basis. It will create around 300 construction jobs. | 39.0062 | -77.4286 | The project involved the construction of a 37,161m2 data center comprising two buildings on 12.9ha of land in Virginia, the US. The US$100 million project included the following: 1. Construction of server rooms 2. Construction of meeting rooms 3. Construction of an administrative space 4. Construction of parking facilities 5. Installation of equipment and cooling systems | Build to suit; Colocation Data Center; Heating, ventilation and air conditioning (HVAC) |  |  | December 2019 - Construction activities were completed. July 2018 - Construction activities are underway. Q4 2017 - NCP announced plans to build a data center in Loudoun County. | Construction Completed | 5 | Not Funded / Unconfirmed | Private | Northstar Commercial Partners
478542 | 478542 | 2026-02-17 13:41 | Tecto Data – Santana de Parnaiba Data Center Expansion – Sao Paulo | Tecto Data – Santana de Parnaiba Data Center Expansion – Sao Paulo | https://construction.globaldata.com/Projects/Overview/478542 | Planning | Parent | 1000 | 2025 Q1 | 2026 Q4 | 2027 Q4 | South and Central America | Brazil | Sao Paulo | Santana de Parnaiba |  |  | Commercial & Leisure | Data Center | Data Center |  | Medium | Expansion | Onshore | Tecto is planning to expand a data center in Santana de Parnaíba, São Paulo, Brazil. The project involves the expansion of a data center with a consumption capacity of 200MW, office accommodations, a web-commerce unit, parking facilities, and the installation of cabinets, security systems, elevators, and optical cables. The project will be developed in phases; the first phase will be 20MW. | -23.4442 | -46.9178 | The project involves the expansion of a data center in Santana de Parnaíba, São Paulo, Brazil. The US$1000 million project includes the following: 1. Construction of office accommodations 2. Construction of parking facilities 3. Construction of a web-commerce unit 4. Installation of elevators 5. Installation of cabinets 6. Installation of optical cables 7. Installation of security systems | Artificial Intelligence; Hyperscale Data Center |  |  | February 2026 - Planning activities are underway. July 2025 - Planning activities are underway. February 2025 - Tecto acquires land for the development of the project. Q1 2025 - Tecto announced plans to develop a data center in Santana de Parnaíba, São Paulo, Brazil. | Project work on Schedule | 1 | Not Funded / Unconfirmed | Private | Tecto Data Centers
356464 | 356464 | 2026-02-17 12:22 | China Telecom – Zhengzhou Airport Central Data Center – Henan | China Telecom – Zhengzhou Airport Central Data Center – Henan | https://construction.globaldata.com/Projects/Overview/356464 | Execution | Parent | 532 | 2020 Q4 | 2021 Q4 | 2026 Q4 | Asia-Pacific | China | Henan | Zhengzhou | Zhengzhou Airport Zone |  | Commercial & Leisure | Data Center | Data Center |  |  | New | Onshore | China Telecom Corp. Ltd (CT) is constructing a data center in Zhengzhou, Henan, China. The project involves the construction of a data center on a 9ha site area with 180,000m2 GFA. It also includes the construction of optical fiber network facilities, cloud computing data management centers, IDC data management centers, large channel transmission facilities, oil machine building, outdoor auxiliary facilities, data rooms, racks, meeting rooms, administrative spaces, and parking facilities, and the installation of servers, cooling systems, electrical equipment, and safety equipment. The project is being developed in phases. Phase I has been developed with a 43,000m2 GFA and involved the construction of two data centers, an oil machine building, 5,744 racks, as well as outdoor auxiliary facilities. China Construction Seventh Engineering Division Corp. Ltd has been appointed as the EPC contractor of Phase I. | 34.7578 | 113.6486 | The project involves the construction of a data center in Zhengzhou, Henan, China. The US$532 million (CNY3,400 million) project includes the following: 1. Construction of optical fiber network facilities 2. Construction of cloud computing data management centers 3. Construction of IDC data management centers 4. Construction of large channel transmission facilities 5. Construction of an oil machine building 6. Construction of outdoor auxiliary facilities 7. Construction of data rooms 8. Construction of racks 9. Construction of meeting rooms 10. Construction of administrative spaces 11. Construction of parking facilities 12. Installation of servers, cooling systems, electrical equipment and safety equipment | Green data center; Heating, ventilation and air conditioning (HVAC) | A data center is being developed in Zhengzhou. The new data center is expected to help in improving the company's research and technology to implement it in its products, and also meet the basic needs of the company in the region. |  | February 2026 - Construction activities are underway on Phase II of the project. March 24, 2025 - We have not been able to obtain further updates on this project. We have retained the same project stage and amended the key dates accordingly. We will update the profile as soon as we obtain any new information. August 26, 2024 - We have not been able to obtain further updates on this project. We have retained the same project stage and amended the key dates accordingly. We will update the profile as soon as we obtain any new information. May 2024 - Planning activities are underway on remaining phases. October 2023 - Planning activities are underway on remaining phases. Q4 2023 - Construction works were completed on Phase I of the project. May 2023 - Construction activities are underway on Phase I of the project. September 2022 - Construction activities are underway on Phase I of the project. April 2022 - Construction activities are underway on Phase I of the project. October 2021 - Construction activities are underway on Phase I of the project. October 23, 2021 - Construction commenced on Phase I of the project. Q4 2020 - CT announced plans to build a data center in Zhengzhou, Henan. | Project work on Schedule | 1 | Not Funded / Unconfirmed | Private | China Telecom Corp Ltd | China Construction Seventh Engineering Division Corp,Ltd
377074 | 377074 | 2026-02-17 10:42 | Chunghwa Telecom – Lunping Internet Data Center – Taiwan | Chunghwa Telecom – Lunping Internet Data Center – Taiwan | https://construction.globaldata.com/Projects/Overview/377074 | Construction Complete | Parent | 53 | 2022 Q1 | 2023 Q1 | 2024 Q4 | Asia-Pacific | Taiwan | Taiwan | Taoyuan City |  |  | Commercial & Leisure | Data Center | Data Center |  |  | New | Onshore | Chunghwa Telecom company, Ltd (CT) is constructed an internet data center at Taoyuan, Taiwan. The project involved the construction of a five-story internet data center on a 0.81ha site area with 20,750m2 GFA. It includes the construction of racks, server rooms, control rooms, an administrative space, an office space, break rooms, sleep rooms and a basement for parking and the installation of equipment, and safety and security systems. | 24.9743 | 121.2107 | The project involved the construction of a five-story internet data center on a 0.81ha site area with 20,750m2 gross floor area (GFA) at Taoyuan, Taiwan. The US$53 million project included the following: 1. Construction of racks 2. Construction of server rooms 3. Construction of control rooms 4. Construction of an office space 5. Construction of break rooms 6. Construction of sleep rooms 7. Construction of an administrative space 8. Construction of a basement for parking 9. Installation of equipment 10. Installation of safety and security systems | Underground Parking |  |  | December 2024 - Construction activities were completed. August 2023 - Construction works are underway. March 2023 - Construction works are underway. January 2022 - CT announced plans to build an internet data center at Taoyuan, Taiwan. | Construction Completed | 5 | Not Funded / Unconfirmed | Private | Chunghwa Telecom Co Ltd
503763 | 503763 | 2026-02-17 10:17 | JFE Steel Corp/ Mitsubishi – Ohgishima Data Center – Kanagawa | JFE Steel Corp/ Mitsubishi – Ohgishima Data Center – Kanagawa | https://construction.globaldata.com/Projects/Overview/503763 | Study | Parent | 664 | 2024 Q1 | 2027 Q1 | 2030 Q4 | Asia-Pacific | Japan | Kanagawa | Kawasaki | Ohgishima Area, Keihin District |  | Commercial & Leisure | Data Center | Data Center |  | Low | New | Onshore | JFE Holdings Corp and Mitsubishi Corp are planning to construct a data center in the Ohgishima area, Keihin District, Kawasaki, Kanagawa prefecture in Japan. The project involves the construction of a data center with a consumption capacity of 90MW. It includes the construction of server rooms, meeting rooms, administrative facilities, office space, storage facilities, and parking facilities, and the installation of equipment and cooling systems. In March 2025, JFE and Mitsubishi signed a memorandum of understanding (MOU) to establish a joint venture to develop the project. The facility will be equipped with servers of Nvidia’s advanced semiconductors capable of handling AI workloads. The facility is powered by green electricity generated by FE Steel's gas-fired private power generation facility. The project will be developed in multiple phases over a period of time, and the data center will be fully operational by 2037 | 35.5206 | 139.7172 | The project involves the construction of a data center with a consumption capacity of 90MW in the Keihin District, Kawasaki, Kanagawa prefecture in Japan. The US$664 million project includes the following: 1. Construction of server rooms with racks 2. Construction of meeting rooms 3. Construction of administrative space 4. Construction of parking facilities 5. Installation of equipment 6. Installation of cooling systems 7. Installation of safety and security systems | Heating, ventilation and air conditioning (HVAC) |  |  | February 2026 - Planning activities are underway. April 2025 - Study activities are underway. March 2025 - JFE and Mitsubishi signed a memorandum of understanding (MOU) to establish a joint venture to develop the project. Q1 2024 - Mitsubishi/JFE announced plans to construct the Data center in Kawasaki City. | No Major Development | 0 | Not Funded / Unconfirmed | Private | JFE Steel Corp;Mitsubishi Corp
504004 | 504004 | 2026-02-17 06:32 | Saudi Telecom – JDC205 Data Center in Jeddah – Makkah | Saudi Telecom – JDC205 Data Center in Jeddah – Makkah | https://construction.globaldata.com/Projects/Overview/504004 | Execution | Parent | 120 | 2024 Q1 | 2025 Q4 | 2027 Q4 | Middle East and Africa | Saudi Arabia | Makkah | Jeddah |  |  | Commercial & Leisure | Data Center | Data Center |  |  | New | Onshore | Saudi Telecom Company (STC) is planning to undertake the construction of a Data Center in Jeddah, Saudi Arabia. The project involves the construction of a Data center. It also include construction of administrative space, installation of HVAC, power systems, safety and security systems, parking facilities and associated facilities. In April 2025, The main contract tender was issued on March 23, 2025, and bids were submitted on April 16, 2025. In February 2026, the pilling works are ongoing on the project. AB Tech is the main contractor, Ozod Contracting is the civil sub- contractor and Edrafor Emirates is the foundation works sub-contractor. | 21.5424 | 39.198 | Saudi Telecom Company (STC) is planning to undertake the construction of a Data Center in Jeddah, Saudi Arabia. The new data centre will provide world-class seamless data distribution with IT Computing power at a maximum capacity of 15 MW, with energy optimisation solutions in the Kingdom. Built-up area: 14,390 m2 The US$120 million project included the following: 1. Construction of the JDC-205 data centre building 2. Construction of server rooms 3. Construction of conference rooms 4. Construction of an administrative space 5. Construction of parking facilities 7. Installation of HVAC systems 8. Installation of safety and security systems 9. Construction of associated facilities | Heating, ventilation and air conditioning (HVAC) | A Datacenter is being planned in Saudi Arabia. |  | February 2026 - The pilling works are ongoing on the project. AB Tech is the main contractor, Ozod Contracting is the civil sub- contractor and Edrafor Emirates is the foundation works sub-contractor. July 2025 - It is understood that the main contract bids are submitted and are under evaluation. April 25, 2025 - The main contract tender was issued on March 23, 2025, and bids were submitted on April 16, 2025. | Project work on Schedule | 1 | Not Funded / Unconfirmed | Public | Saudi Telecom Co | AB Tech |  | Edarat Communication and Information Technology Co
441469 | 441468 | 2026-02-17 04:33 | CTC – Wuhan Central Big Data Center: Phase I – Hubei | CTC – Wuhan Central Big Data Center – Hubei | https://construction.globaldata.com/Projects/Overview/441469 | Construction Complete | Sub | 148 | 2022 Q1 | 2023 Q4 | 2025 Q4 | Asia-Pacific | China | Hubei | Wuhan |  |  | Commercial & Leisure | Data Center | Data Center |  |  | New | Onshore | China Telecommunications Corp. (China Telecom) has constructed a data center in the Dongxihu District, Wuhan City, Hubei Province, China. The project involved the construction of a data center with a 52,900m2 gross floor area (GFA). It also included the construction of data rooms, two computing centers, a power center, cooling facilities, server rooms, an administrative office, and parking facilities and the installation of 6,000 racks, equipment and safety and security systems. Huaxin Consulting Design Institute Co. Ltd had been appointed as the design consultant. China Construction Third Engineering Bureau Group Co. Ltd was undertaking construction activities. | 30.5928 | 114.3052 | The project involved the construction of a data center in Dongxihu District, Wuhan City, Hubei Province, China. The USD148 million (CNY1,000 million) project includes the following: 1. Construction of data rooms 2. Construction of two computing centers 3. Construction of a power center. 4. Construction of cooling facilities 5. Construction of server rooms 6. Construction of an administrative office 7. Construction of parking facilities 8. Installation of 6,000 racks 9. Installation of equipment and safety and security systems | Heating, ventilation and air conditioning (HVAC); Tier 4 Data Center |  |  | Q4 2025 - Construction completed on the project. March 2025 - Construction activities are underway. October 2024 - Construction activities are underway. March 2024 - Construction activities are underway. December 2023 - Construction activities are underway. Q1 2022 - China Telecom announced plans to build a data center in the Dongxihu District, Wuhan City, Hubei Province. | Construction Completed | 5 | Not Funded / Unconfirmed | Private | China Telecommunications Corporation | China Construction Third Bureau First Engineering Co Ltd | Huaxin Consulting Design Institute Co Ltd
441468 | 441468 | 2026-02-17 04:30 | CTC – Wuhan Central Big Data Center – Hubei | CTC – Wuhan Central Big Data Center – Hubei | https://construction.globaldata.com/Projects/Overview/441468 | Execution | Parent | 740 | 2022 Q1 | 2023 Q4 | 2028 Q4 | Asia-Pacific | China | Hubei | Wuhan |  |  | Commercial & Leisure | Data Center | Data Center |  |  | New | Onshore | China Telecommunications Corp. (China Telecom) is constructing a data center in Dongxihu District, Wuhan City, Hubei Province, China. The project involves the construction of 13 IDC data centers, power centers, cooling facilities, data rooms, server rooms, an administrative office, and parking facilities and the installation of equipment and safety and security systems. The project is being developed in two phases. Phase I is being developed on a 3.9ha site area with a 52,900m2 gross floor area (GFA) and involves the construction of two computing centers and a power center. Huaxin Consulting Design Institute Co. Ltd has been appointed as the design consultant for Phase I. China Construction Third Engineering Bureau Group Co. Ltd is undertaking construction activities for Phase I. | 30.5928 | 114.3052 | The project involves the construction of a data center in Dongxihu District, Wuhan City, Hubei Province, China. The USD740 million (CNY5,000 million) project includes the following: 1. Construction of 13 IDC data centers 2. Construction of power centers 3. Construction of cooling facilities 4. Construction of data rooms 5. Construction of server rooms 6. Construction of an administrative office 7. Construction of parking facilities 8. Installation of equipment and safety and security systems | Heating, ventilation and air conditioning (HVAC) |  |  | Q1 2026 - Construction activities completed on Phase I of the project. March 2025 - Construction activities are underway on Phase I of the project. October 2024 - Construction activities are underway on Phase I of the project. March 2024 - Construction activities are underway on Phase I of the project. December 2023 - Construction activities are underway on Phase I of the project. Q1 2022 - China Telecom announced plans to build a data center in the Dongxihu District, Wuhan City, Hubei Province. | Project Phase / Stage Completed | 2 | Not Funded / Unconfirmed | Private | China Telecommunications Corporation | China Construction Third Bureau First Engineering Co Ltd | Huaxin Consulting Design Institute Co Ltd
505240 | 505240 | 2026-02-16 16:27 | ValorC3 – ValorC3 Boise Data Center – Idaho | ValorC3 – ValorC3 Boise Data Center – Idaho | https://construction.globaldata.com/Projects/Overview/505240 | Execution | Parent | 30 | 2025 Q2 | 2025 Q3 | 2027 Q4 | North America | United States | Idaho | Boise |  |  | Commercial & Leisure | Data Center | Data Center |  |  | New | Onshore | ValorC3 is undertaking the construction of a colocation, AI data center in Boise, Idaho, the US. The project includes the construction of a 4,180m2, 10MW AI-ready colocation data centers. It includes the construction of data halls, server rooms, and a 46MW dedicated substation with a 22MW redundant substation, and the installation of solar panels, cooling systems, generators and UPS for backup power, and safety and security systems. The project will be powered by the utility grid, and it will utilise an air and liquid cooling system with a closed-loop cooling system. Construction is expected to be completed by 2027. | 43.6135 | -116.2035 | The project includes the construction of a data center in Boise, Idaho, the US. The US$30 million project includes the following: 1. Construction of data halls 2. Construction of server rooms 3. Construction of a 46MW dedicated substation with a 22MW redundant substation 4. Installation of solar panels 5. Installation of a closed-loop, direct-to-chip liquid cooling system 6. Installation of generators and UPS for backup power 7. Installation of safety and security systems | Colocation Data Center; Sustainable Building |  |  | February 2026 - Construction activities are underway. May 2025 - The project is in the early stages of development. April 2025 - ValorC3 announced plans to construct a data center in Boise. | Project work on Schedule | 1 | Not Funded / Unconfirmed | Private | ValorC3
448422 | 448411 | 2026-02-16 16:25 | Prime DCS – DFW02-02 AI Data Center Campus: Building III – Texas | Prime DCS – DFW02-02 AI Data Center Campus – Texas | https://construction.globaldata.com/Projects/Overview/448422 | Planning | Sub | 453 | 2024 Q1 | 2027 Q2 | 2028 Q4 | North America | United States | Texas | Garland | 4221 N Garland Avenue. | 75040 | Commercial & Leisure | Data Center | Data Center |  | Low | New | Onshore | Prime Data Centers is planning to construct a colocation, AI data center in Garland, Texas, the US. The project involves the construction of a 24,805m2 colocation data center building. It includes the construction of an administrative space, server rooms, a storage facility, and the installation of machinery and safety and security systems. Gensler is appointed as the architect. | 32.9584 | -96.6561 | The project involves the construction of a 24,805m2 colocation data center building in Garland, Texas, the US. The US$453 million project includes the following: 1. Construction of an administrative space 2. Construction of server rooms 3. Construction of a storage facility 4. Installation of machinery 5. Installation of safety and security systems | Colocation Data Center; Heating, ventilation and air conditioning (HVAC) |  |  | February 2026 - Planning activities are underway. January 2026 - Planning activities are underway. May 2025 - Planning activities are underway. June 2024 - Planning activities are underway. Q1 2024 - Prime Data Center announced plans to build a data center in Garland. | No Major Development | 0 | Not Funded / Unconfirmed | Private | Prime Data Centers LLC |  | M. Arthur Gensler Jr. & Associates Inc
452133 | 452133 | 2026-02-16 16:08 | Equinix Japan – Kyutaromachi Data Center – Osaka | Equinix Japan – Kyutaromachi Data Center – Osaka | https://construction.globaldata.com/Projects/Overview/452133 | Execution | Parent | 300 | 2022 Q2 | 2025 Q1 | 2028 Q4 | Asia-Pacific | Japan | Osaka | Osaka | 1-10 Kyutaromachi, Chuo-ku | 541-0056 | Commercial & Leisure | Data Center | Data Center |  |  | New | Onshore | Equinix Japan Inc. is undertaking the construction of a data center in Osaka City, Osaka prefecture, Japan. The project involves the construction of a 97.86m height, 20,059.88m2, 13-story data center on 0.23ha of land. It includes the construction of server rooms, office rooms, one penthouse, parking and related facilities, and the installation of generators, safety and security systems. Nikken Sekkei Ltd. has been appointed as a design consultant and a joint venture (JV) of Obayashi Corporation, Kinden Corporation and Shinryo Corporation as a construction contractor. Construction works commenced in February 2025 and scheduled to be completed by November 2028. | 34.6814 | 135.5086 | The project involves the construction of a 97.86m height, 20,059.88m2, 13-story data center on 0.23ha of land in Osaka City, Osaka prefecture, Japan. The US$300 million project includes the following: 1. Construction of server rooms 2. Construction of office rooms 3. Construction of one penthouse 4. Construction of parking and related facilities 5. Installation of generators 6. Installation of safety and security systems | Heating, ventilation and air conditioning (HVAC); Hyperscale Data Center; Potential E&E; Steel Construction |  |  | February 2026 - Construction activities are underway. July 2025 - Construction activities are underway. March 2025 - Construction activities are underway. February 2025 - Construction works commenced. July 2024 - Planning activities are underway. April 2023 - Planning activities are underway. Q2 2022 - Equinix announced plans to build a data center in Osaka | Project work on Schedule | 1 | Not Funded / Unconfirmed | Private | Equinix Japan KK | Kinden Corp;Obayashi Corp;Shinryo Corp | Nikken Sekkei Ltd
420127 | 420127 | 2026-02-16 16:08 | Aligned – NEO-01 Data Center Campus – Ohio | Aligned – NEO-01 Data Center Campus – Ohio | https://construction.globaldata.com/Projects/Overview/420127 | Execution | Parent | 202 | 2023 Q1 | 2024 Q2 | 2026 Q4 | North America | United States | Ohio | Sandusky | 2509 Hayes Avenue | 44870 | Commercial & Leisure | Data Center | Data Center |  |  | Redevelopment | Onshore | Aligned Data Centers (Aligned) is undertaking the construction of a hyperscale Tier III data center campus at 2509 Hayes Avenue, Sandusky in Ohio, the US. The project involves the construction of an 18,580m2, four-building data center campus with a capacity of 96MW on 52ha of land. It will be developed in phases. It includes the construction of an administrative space, data halls, substations, an R&D center space, laboratories, and a parking space, and the installation of equipment, safety, and security systems. The facility is committed to operating on 100% renewable energy. The power infrastructure features 3MW of backup generator capacity and 2MW UPS line-ups, deployed in an N+1 block-redundant configuration to enhance power availability and resilience. Cooling is delivered through Aligned’s Delta air cooling arrays located in dedicated mechanical galleries, designed to a minimum N+1 redundancy level, and supported by a closed-loop chilled water system. Turner Construction Co. has been appointed as a general contractor. Construction works commenced in May 2024. | 41.4489 | -82.708 | The project involves the construction of an 18,580m2, four-building data center campus with a capacity of 96 MW on 52ha of land in Sandusky, Ohio, the US. The US$202 million project includes the following: 1. Construction of substations 2. Construction of an administrative space 3. Construction of data halls 4. Construction of an R&D center space 5. Construction of laboratories 6. Construction of a parking space 7. Installation of equipment 8. Installation of safety and security systems | Hyperscale Data Center; Tier 3 Data Center | The project aims to align with the sustainability mission of transforming dormant brownfield projects into community assets and to create at least 18 new, well-paying jobs in the first phase of development. The project includes the redevelopment of an automotive equipment manufacturing facility. The first of the four data centers, dubbed NEO-01, will feature Aligned’s patented waterless heat rejection technology, along with potentially other hybrid cooling solutions, depending on customer demands. |  | February 2026 - Construction works are underway. August 2025 - Construction works are underway. September 2024 - Construction works are underway. May 2024 - Construction works commenced. October 2023 - Demolition activities are underway. August 2023 - Aligned purchased the project site for US$52 million from Franklin Partners and Avgeris and Associates. Q1 2023 - Aligned announced plans to construct a data center campus in Sandusky. | Project work on Schedule | 1 | Not Funded / Unconfirmed | Private | Aligned Data Centers | Turner Construction Co
536872 | 536872 | 2026-02-16 16:07 | EdgeConneX – Yawata Data Center – Kyoto | EdgeConneX – Yawata Data Center – Kyoto | https://construction.globaldata.com/Projects/Overview/536872 | Planning | Parent | 720 | 2025 Q2 | 2027 Q3 | 2030 Q4 | Asia-Pacific | Japan | Kyoto | Yawata | Kinmeidaikita | 614-8294 | Commercial & Leisure | Data Center | Data Center |  | Medium | New | Onshore | EdgeConneX is undertaking the construction of a hyperscale data center in Yawata, Keihansh region in Kyoto, Japan. The project involves construction of a 135,000m2 data center with the power consumption capacity of 108MW. The project will be developed in three phases of 36MW each. It includes the construction of data halls with racks, meeting rooms, office space, storage facilities and parking facilities, and the installation of power and cooling systems, safety and security systems. The facility is designed to ensure reliable power delivery with a concurrently maintainable N+1 configuration, encompassing Power Distribution Units (PDUs), Uninterruptible Power Supply (UPS) systems, and backup generators. Cooling is managed through an N+1 arrangement of Computer Room Air Conditioners (CRACs), strategically located in separate suites to enhance operational efficiency and redundancy. The first phase, which has a power consumption capacity of 36MW, is expected to be completed by 2028. Following this, an additional 72MW will be developed, ultimately achieving a total capacity of 108MW upon full build-out. | 34.8701 | 135.7027 | The project involves construction of a 135,000m2 data center with the power consumption capacity of 108MW in Yawata, Kyoto, Japan. The US$720 million project includes the following: 1. Construction of data halls with racks 2. Construction of meeting rooms 3. Construction of office space 4. Construction of storage facilities 5. Construction of parking facilities 6. Installation of power and cooling systems 7. Installation of safety and security systems | Heating, ventilation and air conditioning (HVAC); Hyperscale Data Center |  |  | February 2026 - Planning activities are underway. August 2025 - EdgeConneX acquired land to build the data center. July 2025 - EdgeConneX announced plans to construct the data center in Yawata. | No Major Development | 0 | Not Funded / Unconfirmed | Private | EdgeConneX Inc
510114 | 510114 | 2026-02-16 16:07 | DataBank – Orangeburg LGA4 Data Center – New York | DataBank – Orangeburg LGA4 Data Center – New York | https://construction.globaldata.com/Projects/Overview/510114 | Planning | Parent | 100 | 2021 Q4 | 2027 Q3 | 2029 Q4 | North America | United States | New York |  | 2000 Corporate Drive, Orangeburg | 10962 | Commercial & Leisure | Data Center | Data Center |  | Low | New | Onshore | DataBank is planning to undertake the construction of a colocation data center at 2000 Corporate Drive in Orangeburg, New York, the US. The project involves the construction of a 10,219m2 data center with a power consumption capacity of 20MW. It includes the construction of five data halls, meeting rooms, storage space, data halls, parking facility, and the installation of a cooling system, a backup power system, and safety and security systems. The facility is committed to operating on 100% renewable energy. It utilises cooling system with N+1 redundancy. The facility will support High-Performance Computing (HPC) workloads. | 41.0402 | -73.9901 | The project involves the construction of a 10,219m2 data center with a power consumption capacity of 20MW in Orangeburg, New York, the US. The US$100 million project includes the following: 1. Construction of meeting rooms 2. Construction of storage space 3. Construction of five data halls 4. Construction of a parking facility 5. Installation of a cooling system 6. Installation of backup power system 7. Installation of safety and security systems | Colocation Data Center; Emergency power/Backup power; Heating, ventilation and air conditioning (HVAC) |  |  | February 16, 2026 - We have not been able to obtain further updates on this project. We have retained the same project stage and amended the key dates accordingly. We will update the profile as soon as we obtain any new information. July 2025 - Planning activities are underway. January 2024 - Planning activities are underway. May 2023 - Planning activities are underway. Q4 2022 - Data Bank announced plans to build a data center in Orangeburg. | Information Unavailable |  | Not Funded / Unconfirmed | Private | DataBank Ltd | Aecom Tishman
448419 | 448411 | 2026-02-16 15:59 | Prime DCS – DFW02-02 AI Data Center Campus: Building II – Texas | Prime DCS – DFW02-02 AI Data Center Campus – Texas | https://construction.globaldata.com/Projects/Overview/448419 | Planning | Sub | 450 | 2024 Q1 | 2027 Q2 | 2027 Q4 | North America | United States | Texas | Garland | 4221 N Garland Avenue. | 75040 | Commercial & Leisure | Data Center | Data Center |  | Low | New | Onshore | Prime Data Centers is planning to construct a colocation, AI data center in Garland, Texas, the US. The project involves the construction of a 24,805m2 colocation data center building. It includes the construction of an administrative space, server rooms, a storage facility, and the installation of machinery and safety and security systems. Gensler is appointed as the architect. | 32.9584 | -96.6561 | The project involves the construction of a 24,805m2 colocation data center building in Garland, Texas, the US. The US$450 million project includes the following: 1. Construction of an administrative space 2. Construction of server rooms 3. Construction of a storage facility 4. Installation of machinery 5. Installation of safety and security systems | Colocation Data Center; Heating, ventilation and air conditioning (HVAC) |  |  | February 2026 - Planning activities are underway. January 2026 - Planning activities are underway. May 2025 - Planning activities are underway. June 2024 - Planning activities are underway. Q1 2024 - Prime Data Center announced plans to build a data center in Garland. | No Major Development | 0 | Not Funded / Unconfirmed | Private | Prime Data Centers LLC |  | M. Arthur Gensler Jr. & Associates Inc
448416 | 448411 | 2026-02-16 15:54 | Prime DCS – DFW02-02 AI Data Center Campus: Building I – Texas | Prime DCS – DFW02-02 AI Data Center Campus – Texas | https://construction.globaldata.com/Projects/Overview/448416 | Planning | Sub | 481 | 2024 Q1 | 2027 Q2 | 2027 Q4 | North America | United States | Texas | Garland | 4221 N Garland Avenue. | 75040 | Commercial & Leisure | Data Center | Data Center |  | Medium | New | Onshore | Prime Data Centers is planning to construct a colocation, AI data center in Garland, Texas, the US. The project involves the construction of a 24,805m2 data center building. It includes the construction of an administrative space, server rooms, a storage facility, and the installation of machinery and safety and security systems. Gensler is appointed as the architect. | 32.9584 | -96.6561 | The project involves the construction of a 24,805m2 colocation data center building in Garland, Texas, the US. The US$481 million project includes the following: 1. Construction of an administrative space 2. Construction of server rooms 3. Construction of a storage facility 4. Installation of machinery 5. Installation of safety and security systems | Colocation Data Center; Heating, ventilation and air conditioning (HVAC) |  |  | February 2026 - Planning activities are underway. January 2026 - Planning activities are underway. May 2025 - Planning activities are underway. June 2024 - Planning activities are underway. Q1 2024 - Prime Data Center announced plans to build a data center in Garland. | Project work on Schedule | 1 | Not Funded / Unconfirmed | Private | Prime Data Centers LLC |  | M. Arthur Gensler Jr. & Associates Inc
448411 | 448411 | 2026-02-16 15:49 | Prime DCS – DFW02-02 AI Data Center Campus – Texas | Prime DCS – DFW02-02 AI Data Center Campus – Texas | https://construction.globaldata.com/Projects/Overview/448411 | Planning | Parent | 1400 | 2024 Q1 | 2027 Q2 | 2028 Q4 | North America | United States | Texas | Garland | 4221 N Garland Avenue. | 75040 | Commercial & Leisure | Data Center | Data Center |  | Medium | New | Onshore | Prime Data Centers is undertaking the construction of a colocation, AI data center campus in Fort Worth, Texas, the US. The project involves the construction of 74,415m2, data center with a combined capacity of 500MW on 78ha of land. It includes the construction of a 24,805m2 building I, a 24,805m2 building II, a 24,805m2 building III, server rooms, a storage facility, an onsite substation, and the installation of machinery and safety and security systems. Gensler is appointed as the architect. | 32.9584 | -96.6561 | The project involves the construction of 74,415m2, colocation data center with a combined capacity of 500MW on 78ha of land in Garland, Texas, the US. The US$1,400 million project includes the following: 1. Construction of a 24,805m2 building I 2. Construction of a 24,805m2 building II 3. Construction of a 24,805m2 building III 4. Construction of server rooms 5. Construction of a storage facility 6. Construction of an on-site substation 7. Installation of machinery 8. Installation of safety and security systems | Colocation Data Center; Heating, ventilation and air conditioning (HVAC) |  |  | February 2026 - Planning activities are underway. January 2026 - Planning activities are underway. May 2025 - Planning activities are underway. June 2024 - Planning activities are underway. Q1 2024 - Prime Data Center announced plans to build a data center campus in Garland. | Project work on Schedule | 1 | Not Funded / Unconfirmed | Private | Prime Data Centers LLC |  | M. Arthur Gensler Jr. & Associates Inc
412865 | 412865 | 2026-02-16 15:35 | Stream Data Ctrs – Phoenix II Data Center Campus – Arizona | Stream Data Ctrs – Phoenix II Data Center Campus – Arizona | https://construction.globaldata.com/Projects/Overview/412865 | Execution | Parent | 250 | 2019 Q1 | 2024 Q1 | 2026 Q3 | North America | United States | Arizona | Goodyear |  | 85338 | Commercial & Leisure | Data Center | Data Center |  |  | New | Onshore | Stream Data Centers (SDC) is undertaking the construction of a hyperscale data center in Arizona, the US. The project involved the construction of a 185,000m2, two-story data center on 21ha of land. It includes the construction of an administrative space, an office space, substations, an R&D center space, laboratories, and parking facilities, and the installation of equipment, and safety, and security systems. Holder Construction has been appointed as the contractor. The project will be powered by Arizona Public Service Electric Company (APS). At full build-out, the campus will support up to 280MW of critical load 280MW of critical load. | 33.3887 | -112.497 | The project involves the construction of a 185,000m2, two-story data center on 21ha of land in Goodyear, Arizona, the US. The US$250 million project includes the following: 1. Construction of substations 2. Construction of an administrative space 3. Construction of an office space 4. Construction of a research and development (R&D) center space 5. Construction of laboratories 6. Construction of parking facilities 7. Installation of equipment 8. Installation of safety and security systems | Heating, ventilation and air conditioning (HVAC); Hyperscale Data Center | A data center is being constructed in Goodyear. The project aims to become a dynamic location for tech companies and knowledge workers to provide the community with high-end jobs and high-tech solutions. Stream Data Centers’ (SDC) planned development of five buildings. |  | February 2026 - Construction works are underway. June 2025 - Construction works are underway. August 2024 - A topping-out ceremony was held. January 2024 - Construction activities are started. July 10, 2023 - Planning activities are underway. January 2019 - SDC announced plans to construct a data center in Goodyear, Arizona. | Project work on Schedule | 1 | Not Funded / Unconfirmed | Private | Stream Data Centers | Holder Construction Co
559375 | 559375 | 2026-02-16 15:23 | PGIM – Oroya Drive Data Center – Victoria | PGIM – Oroya Drive Data Center – Victoria | https://construction.globaldata.com/Projects/Overview/559375 | Planning | Parent | 950 | 2025 Q4 | 2027 Q3 | 2030 Q4 | Asia-Pacific | Australia | Victoria | Melbourne | 1 Oroya Drive, Truganina | 3029 | Commercial & Leisure | Data Center | Data Center |  | Medium | New | Onshore | PGIM is planning to construct a hyperscale data center campus at 1 Oroya Drive in Truganina, Victoria, Australia. The project involves the construction of a data center campus on 20.7ha of land. It involves the construction of server rooms, meeting rooms, parking spaces, installation of generators, cooling systems, and safety and security systems. It will be developed in three phases. Phase I is valued at US$850. | -37.7758 | 144.6563 | The project involves the construction of a data center campus on 20.7ha of land in Melbourne, Victoria, Australia. The US$950 million project includes the following: 1. Construction of server rooms 2. Construction of meeting rooms 3. Construction of administrative spaces 4. Construction of parking spaces 5. Installation of generators 6. Installation of cooling systems 7. Installation of safety and security systems | Hyperscale Data Center |  |  | February 2026 - PGIM Purchased the site for data center development. Q4 2025 - PGIM announced plans for the construction of a data center in Melbourne. | Project work on Schedule | 1 | Not Funded / Unconfirmed | Private | PGIM INC
559452 | 559452 | 2026-02-16 15:04 | DVC/ Q Data QFZ/ Quantum Switch – Doha Data Center – Baladiyat ad Dawhah | DVC/ Q Data QFZ/ Quantum Switch – Doha Data Center – Baladiyat ad Dawhah | https://construction.globaldata.com/Projects/Overview/559452 | Execution | Parent | 25 | 2024 Q1 | 2026 Q1 | 2028 Q4 | Middle East and Africa | Qatar | Baladiyat ad Dawhah | Doha |  |  | Commercial & Leisure | Data Center | Data Center |  |  | New | Onshore | Doha Venture Capital(DVC), Q Data QFZ LLC, and Quantum Switch Company are planning to undertake the construction of data center in Doha, Qatar. The project involves the construction of data center. It also includes the construction of office spaces, parking facilities, other associated facilities and the installation of networking systems, electrical & mechanical equipment, cooling systems. The construction works are ongoing on the project and Q-Tec Engineering WLL Company is working as the main contractor for the project. | 25.2793 | 51.5224 | Doha Venture Capital(DVC), Q Data QFZ LLC, and Quantum Switch Company are planning to undertake the construction of data center in Doha, Qatar. The US$25 million project includes the following: 1. Construction of a data center 2. Construction of office area 3. Installation of networking systems 4. Installation of electrical & mechanical equipment 5. Installation of cooling systems 6. Construction of parking facilities 7. Construction of other associated facilities |  | A data center is planned to be built in Doha. |  | February 16, 2026 - The construction works are ongoing on the project and Q-Tec Engineering WLL Company is working as the main contractor for the project. | Project work on Schedule | 1 | Not Funded / Unconfirmed | Private | Doha Venture Capital;Q Data QFZ LLC;Quantum Switch Ltd | Q-Tec Group | Qatar Design Consortium | Khatib & Alami Consolidated Engineering Co
512430 | 512430 | 2026-02-16 14:54 | Rai Way – Milano Siziano Data Center – Lombardy | Rai Way – Milano Siziano Data Center – Lombardy | https://construction.globaldata.com/Projects/Overview/512430 | Planning | Parent | 45 | 2023 Q2 | 2026 Q4 | 2028 Q3 | Europe | Italy | Lombardy | Milan | Siziano, south of Milan. |  | Commercial & Leisure | Data Center | Data Center |  | Medium | New | Onshore | Rai Way is planning to undertake the construction of an edge data center in Milan, Lombardy, Italy. The project involves the construction of a data center with a consumption capacity of 4MW. It includes a substation, server rooms, meeting rooms, two data halls, parking facilities, and the installation of equipment, generators, cooling systems, and safety and security systems. The facility will be operated on renewable energy. | 45.3191 | 9.2009 | The project involves the construction of a data center with a consumption capacity of 4MW in Milan, Lombardy, Italy. The US$45 million project includes the following: 1. Construction of a substation 2. Construction of server rooms 3. Construction of meeting rooms 4. Construction of two data halls 5. Construction of parking facilities 6. Installation of 88 racks 7. Installation of generators 8. Installation of cooling systems 9. Installation of safety and security systems | Edge Data Center |  |  | February 16, 2026 - We have not been able to obtain further updates on this project. We have retained the same project stage and amended the key dates accordingly. We will update the profile as soon as we obtain any new information. July 2025 - Planning activities are underway. August 2024 - Planning activities are underway. Q2 2023 - Rai Way announced plans to build a data center in Milan. | Information Unavailable |  | Not Funded / Unconfirmed | Public | Rai Way SpA
512156 | 512156 | 2026-02-16 14:48 | Goznak – Tsaritsyno Data Processing Center – Moscow | Goznak – Tsaritsyno Data Processing Center – Moscow | https://construction.globaldata.com/Projects/Overview/512156 | Planning | Parent | 150 | 2025 Q1 | 2026 Q4 | 2028 Q4 | Europe | Russia | Moscow | Moscow | Tsaritsyno District. | 115478 | Commercial & Leisure | Data Center | Data Center |  | Medium | New | Onshore | Goznak is planning to undertake the construction of a data center in the Tsaritsyno District, Moscow, Russia. The project involves the construction of a data center on a 35,000m2 area with 1,500 racks, server rooms, control rooms, an administrative space, storage space, and the installation of generators, air conditioning, safety and security systems. | 55.6361 | 37.6145 | The project involves the construction of a data center on a 35,000m2 area with 1,500 racks in the Tsaritsyno District, Moscow, Russia. The US$150 million project includes the following: 1. Construction of server rooms 2. Construction of control rooms 3. Construction of an administrative space 4. Construction of storage space 5. Installation of generators 6. Installation of equipment 7. Installation of advanced cooling systems 8. Installation of safety and security systems | Heating, ventilation and air conditioning (HVAC) |  |  | February 2026 - Planning activities are underway. Q3 2025 - Planning activities are underway. January 2025 - Goznak announced plans to undertake the construction of a data center in Tsaritsyno District. | Project work on Schedule | 1 | Not Funded / Unconfirmed | Private | Goznak
512143 | 512143 | 2026-02-16 14:48 | T Bank – T-TsOD-1 Data Processing Center – Vladimir | T Bank – T-TsOD-1 Data Processing Center – Vladimir | https://construction.globaldata.com/Projects/Overview/512143 | Planning | Parent | 191 | 2025 Q1 | 2027 Q3 | 2029 Q4 | Europe | Russia | Vladimir | Vladimir | on the territory of the Dobrograd-1 special economic zone. | 601967 | Commercial & Leisure | Data Center | Data Center |  | Medium | New | Onshore | T Bank JSC is planning to undertake the construction of the T-TsOD-1 Data Processing Center in Dobrograd, Vladimir Region, Russia. The project involves the construction of a data center with a capacity of 50 MW, server rooms, meeting rooms, IT modules with machine rooms, power electrical units, an engineering and technological module, and the installation of equipment. | 56.2277 | 41.2813 | The project involves the construction of the T-TsOD-1 Data Processing Center with a capacity of 50 MW in Dobrograd, Vladimir Region, Russia. The US$191 million project involves the following: 1. Construction of server rooms 2. Construction of meeting rooms 3. Construction of an administrative space 4. Construction of IT modules with machine rooms 5. Construction of power electrical units 6. Construction of an engineering and technological module 7. Construction of related facilities 8. Installation of equipments | Heating, ventilation and air conditioning (HVAC) |  |  | February 2026 - Planning activities are underway. Q3 2025 - Planning activities are underway. January 2025 - T bank JSC announced plans to construct the T-TsOD-1 Data Processing Center in Dobrograd. | Project work on Schedule | 1 | Not Funded / Unconfirmed | Private | TBank
450314 | 450314 | 2026-02-16 14:16 | Prime DCS – 1231 Comstock Street Data Center – California | Prime DCS – 1231 Comstock Street Data Center – California | https://construction.globaldata.com/Projects/Overview/450314 | Design | Parent | 30 | 2022 Q1 | 2026 Q4 | 2028 Q1 | North America | United States | California | Santa Clara | 1231 Comstock Street. | 95054 | Commercial & Leisure | Data Center | Data Center |  | Low | Redevelopment | Onshore | Prime Data Center is planning to construct a colocation data center in Santa Clara, California, the US. The project involves the construction of a four-story, 10,405m2, 9MW data center. It includes the construction of data halls, meeting rooms, server rooms, an administrative space, parking spaces, and the installation of seven remote radiator units, equipment, and safety and security systems. HKS is appointed as the architect, Syska Hennessy Group as the MEP engineers, TGWRA as the structural engineer, BKF as the civil engineer, CFLA as the landscape architect, Cyxtera Technologies, and E2 as the consultants. The facility will be equipped with six 3,000kW diesel-fueled generators and one 500kW house generator, and uses a closed-loop cooling system with eight 1,500kW air-cooled chillers and four dedicated outdoor air units. It will have a PUE of less than 1.25. | 37.375 | -121.9549 | The project involves the construction of a four-story, 10,405m2, 9MW data center in Santa Clara, California, the US. The US$30 million project includes the following: 1. Construction of server rooms 2. Construction of an administrative space 3. Construction of data halls 4. Construction of meeting rooms 5. Installation of seven remote radiator units 6. Installation of equipment 7. Installation of safety and security systems. | Colocation Data Center |  |  | February 16, 2026 - We have not been able to obtain further updates on this project. We have retained the same project stage and amended the key dates accordingly. We will update the profile as soon as we obtain any new information. June 2025 - Design activities are underway. December 2024 - The project received approvals. July 2024 - Prime Data Center submitted the project plans. November 2023 - Planning activities are underway. December 2022 - Planning activities are underway. Q1 2022 - Prime Data Center announced plans to build a data center in Santa Clara. | Information Unavailable |  | Not Funded / Unconfirmed | Private | Prime Data Centers LLC |  | CFLA;HKS Inc | BKF Engineers;Cyxtera Technologies Inc;e2 Companies;Syska Hennessy Group Inc;TGWRA
416804 | 416804 | 2026-02-16 14:08 | Exsim Jalil – Bukit Jalil Hyperscale Data Center – Kuala Lumpur | Exsim Jalil – Bukit Jalil Hyperscale Data Center – Kuala Lumpur | https://construction.globaldata.com/Projects/Overview/416804 | Construction Complete | Parent | 235 | 2022 Q3 | 2024 Q2 | 2026 Q1 | Asia-Pacific | Malaysia | Kuala Lumpur |  | Bukit Jalil | 47180 | Commercial & Leisure | Data Center | Data Center |  |  | New | Onshore | Exsim Jalil Link Sdn Bhd (EJL) has undertaken the construction of a hyperscale data center in Bukit Jalil, Kuala Lumpur, Malaysia. The project involved the construction of a data center comprising five-story and seven-story data center buildings with a capacity of 15MW. It included the construction of server rooms and data halls, an office facility, and the installation of servers, backup power supply systems, security systems, cooling components, an electrical substation, and advanced alarm systems. It will be developed in two phases. In August 2023, Comintel Corp Bhd's subsidiary Binastra Builders Sdn Bhd was awarded a US$35 million construction contract for phase 1 of the project. In September 2024, Binastra Builders Sdn Bhd was awarded a contract worth US$131 million for phase 2 of the project. Later in November 2024, Binastra Builders Sdn Bhd awarded the M&E fit-out works contract worth US$57.2 million on the project. Exsim has secured a "Japanese Fortune 500 company" as the anchor tenant. The contract signed with Aperia Cloud Services was terminated in March 2025. Construction works on the first phase were completed in March 2025. | 3.0533 | 101.6803 | The project involved the construction of a data center comprising five-story and seven-story data center buildings with a capacity of 15MW in Bukit Jalil, Kuala Lumpur, Malaysia. The US$235 million project included the following: 1. Construction of server rooms and data halls 2. Construction of an office facility 3. Installation of servers 4. Installation of backup power supply systems 5. Installation of security systems 6. Installation of cooling components 7. Installation of advanced alarm systems 8. Installation of an electrical substation | Emergency power/Backup power; Heating, ventilation and air conditioning (HVAC); Hyperscale Data Center; Tier 4 Data Center | A data center is built in Bukit Jalil, Kuala Lumpur, Malaysia. The facility is designed to meet the highest industry standards, with Tier 4 certification from Uptime, GreenRE certification, and ISO/IEC27001 compliance. |  | January 2026 - Construction completed. October 2025 - Construction works are underway on the second phase. June 2025 - Piling works are underway on the second phase. March 2025 - Construction of phase one is completed. August 2024 - Construction activities are underway. February 2024 - Pre-construction activities are underway. August 30, 2023 - Binastra Builders Sdn Bhd awarded US$35 million construction contract. Q3 2022 - EJL announced plans to build a data center in Kuala Lumpur. | Construction Completed | 5 | Not Funded / Unconfirmed | Private | Exsim Jalil Link Sdn Bhd | Binastra Builders Sdn Bhd
557220 | 557220 | 2026-02-16 13:49 | Harworth Group – Former Rufford Colliery Mixed Use Complex of a Data Center – Nottinghamshire | Harworth Group – Former Rufford Colliery Mixed Use Complex of a Data Center – Nottinghamshire | https://construction.globaldata.com/Projects/Overview/557220 | Planning | Parent | 190 | 2025 Q4 | 2027 Q1 | 2033 Q2 | Europe | United Kingdom | Nottinghamshire |  |  | NG21 0HR | Residential Buildings | Single-Family Housing | Townhouses | Data Center | Medium | New | Onshore | The Harworth Group is planning to construct mixed use complex of a data center in 34.26ha of land at Former Rufford Colliery in Nottinghamshire, the UK. The project involves the construction of a data center in 8.5ha of land with 400 residential homes on 11ha of land. The project includes the construction of a battery storage, substation, server rooms, administrative space, storage space, installation of generators, installation of equipment, advanced cooling systems, and installation of safety and security systems. The project includes the construction of a walking route, pedestrian and cycling routes, an amenity space for residents, natural play opportunities for children and young residents, and support links to the Rainworth Water local nature reserve. In October 2025, Harworth Group announced the project plans for the construction. In December 2025, Harworth Group submitted a planning application to the Newark and Sherwood District Council. The planning application reference number is 25/02138/OUTM. Pegasus Planning Group Ltd is appointed as a Landscape architect, Redmore Environmental Ltd as an Environmental Consultant, and BWB Consulting Ltd as a Geotechnical consultant. The project construction will start in Q1 2027. | 53.1278 | -1.1082 | The project involves the construction of a mixed-use data centre complex on 34.26ha of land at the Former Rufford Colliery in Nottinghamshire, UK. The US$190 million project includes the following: 1. Construction of a Battery Storage 2. Construction of a Substation 3. Construction of a server room 4. Construction of an administrative space 5. Construction of storage space 6. Construction of 400 homes 7. Construction of walking routes 8. Construction of pedestrian and cycling routes 9. Construction includes amenity space for residents 10. Construction includes natural play opportunities for children and young residents 11. Construction includes support links to the Rainworth Water Local Nature Reserve 12. Installation of generators 13. Installation of equipment 14. Installation of advanced cooling systems 15. Installation of safety and security systems. |  |  |  | December 2025 - Harworth Group has submitted planning application to Newark and Sherwood District Council. October 2025 - Harworth Group has announced plans to the construction of mixed used complex of a data center | Major Authority Clearance Submitted | 1 | Not Funded / Unconfirmed | Private | Harworth Group Plc |  | Pegasus Planning Group Ltd | BWB Consulting Ltd;EMEC Ecology Ltd;Redmore Environmental Ltd;Sharps Redmore Acoustic Consultants
413339 | 413339 | 2026-02-16 13:18 | Central Pattana/ Evolution Data – Bangkok Carrier-Neutral Data Center – Bangkok | Central Pattana/ Evolution Data – Bangkok Carrier-Neutral Data Center – Bangkok | https://construction.globaldata.com/Projects/Overview/413339 | Execution | Parent | 420 | 2021 Q4 | 2024 Q4 | 2028 Q4 | Asia-Pacific | Thailand | Bangkok | Bangkok | Bang Na-Trad Road, Khlong Suan, Bang Phli District, Samut Prakan | 10540 | Commercial & Leisure | Data Center | Data Center |  |  | New | Onshore | Central Pattana Plc (CPN) and Evolution Data Centres (EDC) are undertaking the construction of a hyperscale data center at Bang Na-Trad Road in Khlong Suan, Bang Phli District, Samut Prakan in Bangkok, Thailand. The project involves the construction of a 20,470m2 carrier-neutral data center with a total consumption capacity of 52MW on 0.5ha of land. It will be developed in two phases. Phase I is a four-story building, and Phase II is a three-story building. It also includes the construction of data halls, server rooms, administrative buildings, meet-me rooms, and parking facilities, and the installation of safety and security systems. It is expected to be certified as a green data center by the IFC EDGE green building program. The International Finance Corporation (IFC) will support the project by providing a loan of US$150 million. The power for the project will be supplied by the Bangkok Metropolitan Electricity Authority (MEA), and the water required for the project operations will be provided by the Bangkok Metropolitan Waterworks Authority (MWA). Phase I will utilise an air-cooled system, which does not depend on water and is primarily reliant on electricity, whereas Phase 2 will be a liquid-cooled facility, which will require around 1,670m3 per day. Phase 1 will include 12 backup diesel generator sets with a capacity of 2 MW each. In December 2024, construction of the Phase I building commenced and is expected to be completed in the third quarter of 2026. The Phase II building is currently in the initial stages of development, with construction scheduled to commence in the fourth quarter of 2026. | 13.6444 | 100.6852 | The project involves the construction of a 20,470m2 carrier-neutral data center with a total consumption capacity of 52MW on 0.5ha of land in Bangkok, Thailand. The US$420 million project includes the following: 1. Construction of data halls 2. Construction of server rooms 3. Construction of an administrative building 4. Construction of meet-me rooms 5. Construction of parking facilities 6. Installation of safety and security systems | EDGE Certification; Green data center; Hyperscale Data Center |  |  | February 2026 - Construction works on Phase I are underway. November 2025 - Construction works are underway. December 2024 - Construction works on Phase I commenced. November 2021 - EDC and CPN announced plans to construct a data center in Bangkok. | Project work on Schedule | 1 | Not Funded / Unconfirmed | Private | Central Pattana Public Co Ltd;Evolution Data Centres Pte Ltd
512152 | 512152 | 2026-02-16 12:43 | Ascenty – SPO08 Sao Paulo Data Center – Sao Paulo | Ascenty – SPO08 Sao Paulo Data Center – Sao Paulo | https://construction.globaldata.com/Projects/Overview/512152 | Planning | Parent | 138 | 2025 Q3 | 2027 Q1 | 2029 Q4 | South and Central America | Brazil | Sao Paulo | Sao Paulo |  |  | Commercial & Leisure | Data Center | Data Center |  | Medium | New | Onshore | Ascenty is planning to construct a data center in São Paulo, Brazil. The project involves the construction of a data center with a capacity of 20MW on an area of 2.3ha of land, office accommodations, and parking facilities, and the installation of cabinets, security systems, and optical cables. The project is also known as "SPO08." | -23.5475 | -46.6361 | The project involves the construction of a data center on an area of 2.3ha in São Paulo, Brazil. The US$138 million (BRL750 million) project includes the following: 1. Construction of office accommodations 2. Installation of security systems 3. Construction of parking facilities 4. Construction of a web-commerce unit 5. Construction of related facilities 6. Installation of optical cables 7. Installation of cabinets | Heating, ventilation and air conditioning (HVAC) |  |  | February 2026 - Planning activities are underway. Q3 2025 - Ascenty announced plans to construct a data center in São Paulo. | Project work on Schedule | 1 | Not Funded / Unconfirmed | Private | Ascenty
512151 | 512151 | 2026-02-16 12:43 | Ascenty – SPO07 Sao Paulo Data Center – Sao Paulo | Ascenty – SPO07 Sao Paulo Data Center – Sao Paulo | https://construction.globaldata.com/Projects/Overview/512151 | Planning | Parent | 138 | 2025 Q3 | 2027 Q1 | 2029 Q4 | South and Central America | Brazil | Sao Paulo | Sao Paulo |  |  | Commercial & Leisure | Data Center | Data Center |  | Medium | New | Onshore | Ascenty is planning to construct a data center in São Paulo, Brazil. The project involves the construction of a data center with a capacity of 20MW on an area of 2.3ha of land, office accommodations, and parking facilities, and the installation of cabinets, security systems, and optical cables. The project is also known as "SPO07." | -23.5475 | -46.6361 | The project involves the construction of a data center on an area of 2.3ha in São Paulo, Brazil. The US$138 million (BRL750 million) project includes the following: 1. Construction of office accommodations 2. Installation of security systems 3. Construction of parking facilities 4. Construction of a web-commerce unit 5. Construction of related facilities 6. Installation of optical cables 7. Installation of cabinets | Heating, ventilation and air conditioning (HVAC) |  |  | February 2026 - Planning activities are underway. Q3 2025 - Ascenty announced plans to construct a data center in São Paulo. | Project work on Schedule | 1 | Not Funded / Unconfirmed | Private | Ascenty
559562 | 559562 | 2026-02-16 10:38 | Altarea – NDC Paris 1 Data Center – Ile-de-France | Altarea – NDC Paris 1 Data Center – Ile-de-France | https://construction.globaldata.com/Projects/Overview/559562 | Execution | Parent | 25 | 2024 Q1 | 2025 Q2 | 2027 Q4 | Europe | France | Ile-de-France | Velizy-Villacoublay | 10 Av. Morane Saulnier, Inovel Parc | 78140 | Commercial & Leisure | Data Center | Data Center | Office Buildings |  | New | Onshore | Nation Data Center (NDC), a subsidiary of Altarea SCA, is planning to build NDC Paris 1 colocation data center facility in Vélizy-Villacoublay, Yvelines Department, Ile-de-France Region, France. The project involves the construction of the NDC Paris 1 colocation data center facility with a capacity of 7MW. It also includes the construction of a data center with a 2,268m2 IT floor area, an office space on a 569m2 area, a technical space 2,991m2 area, a technical roof facility on a 1,605m2 area, server rooms, access roads and the installation of equipment and cooling systems and safety and security systems. The project will be certified as the European Code Of Conduct on Data Centers Energy Efficiency, ISO 27 001, HDS, ISO 50 001 and ISO 14 001 certification. Silvio d'Ascia Architecture has been appointed as the architect, Egis Group as the MEP consultant, Elioth as the facade consultant, CSD & Associes as the fire protection consultant, Foncier Experts as the surveyor, D&H Architecture de Paysage as the landscape architect and the construction works are undertaken by undisclosed contractor. Construction works commenced by the second quarter of 2025 and are scheduled to be completed by the fourth quarter of 2027. | 48.7829 | 2.2108 | The project involves the construction of the NDC Paris 1 colocation data center facility with a capacity of 7MW in Vélizy-Villacoublay, Yvelines Department, Ile-de-France Region, France. The US$25 million project includes the following: 1. Construction of a data center with a 2,268m2 IT floor area 2. Construction of an office space on a 569m2 area 3. Construction of a technical space 2,991m2 area 4. Construction of a technical roof facility on a 1,605m2 area 5. Construction of server rooms 6. Construction of access roads 7. Installation of equipment and cooling systems 8. Installation of safety and security systems | Colocation Data Center; Fire protection |  |  | February 2026 - Construction works are underway. November 2025 - Construction works are underway. May 2025 - The construction works commenced and simultaneously the project received building permit approval from the City Council of Velizy-Villacoublay. Q1 2024 - Nation Data Center (NDC), a subsidiary of Altarea SCA, announced plans to build NDC Paris 1 data center facility in Vélizy-Villacoublay, France. | Project work on Schedule | 1 | Not Funded / Unconfirmed | Private | Altarea SCA |  | D&H Architecture de Paysage;Silvio d'Ascia Architecture | CSD & Associes;Egis Group;Elioth;Foncier Experts
369417 | 369417 | 2026-02-16 09:08 | AWS – Data Center Region Development – Auckland | AWS – Data Center Region Development – Auckland | https://construction.globaldata.com/Projects/Overview/369417 | Execution | Program | 4730 | 2021 Q3 | 2025 Q1 | 2026 Q4 | Asia-Pacific | New Zealand | Auckland |  |  |  | Commercial & Leisure | Data Center | Data Center |  |  | New | Onshore | Amazon Web Services is planning to undertake the construction of a data center region in Auckland, New Zealand. The program involves the construction of data centers. It includes the construction of server rooms, administrative spaces, and the installation of generators, equipment, and cooling systems, safety and security systems. The exact locations of the data centers are yet to be revealed. Aurecon Group Pty Ltd has been appointed as a study consultant and AECOM as a consultant. AWS is expected to develop three Availability Zones (AZs) in Auckland. In March 2020, a resource consent application was submitted. In April 2022, the Overseas Investment Office granted consent to AWS data center plans. In 2023, Auckland Council proceeded with two resource consents for Amazon Web Services to clear 3.9ha of land for a big data center overlooking the new Costco and Westgate shopping center. In March 2024, The program was put on hold. Construction works are expected to be completed by 2026. | -36.8119 | 174.5987 | The program involves the construction of a data center region in Auckland, New Zealand. The US$4,730 million program includes the following: 1. Construction of server rooms 2. Construction of administrative space 3. Installation of generators 4. Installation of equipment and cooling systems 5. Installation of safety and security systems | Heating, ventilation and air conditioning (HVAC); Hyperscale Data Center |  |  |  | Project work on Schedule | 1 | Not Funded / Unconfirmed | Private | Amazon Web Services Inc
450853 | 450853 | 2026-02-16 04:00 | Colt DataCentre – Airoli Hyperscale Data Center – Maharashtra | Colt DataCentre – Airoli Hyperscale Data Center – Maharashtra | https://construction.globaldata.com/Projects/Overview/450853 | Planning | Parent | 1017 | 2024 Q1 | 2027 Q2 | 2030 Q2 | Asia-Pacific | India | Maharashtra | Mumbai | Airoli | 400708 | Commercial & Leisure | Data Center | Data Center |  | Low | New | Onshore | Colt Data Centre Services is planning to construct a hyperscale data center in Mumbai, Maharashtra, India. The project involves the construction of a hyperscale data center with a consumption capacity of 100MW on 6.07ha of land. It will be developed in four phases. It also includes the construction of server rooms with racks, meeting rooms, administrative space, parking spaces, the installation of equipment, cooling systems, and the installation of safety and security systems. | 19.1736 | 72.9963 | The project involves the construction of a hyperscale data center with a consumption capacity of 100MW on 6.07ha of land in Mumbai, Maharashtra, India. The US$1,017 million (INR85,000 million) project includes the following: 1. Construction of server rooms with racks 2. Construction of meeting rooms 3. Construction of administrative space 4. Construction of parking spaces 5. Installation of equipment 6. Installation of cooling systems 7. Installation of safety and security systems | Heating, ventilation and air conditioning (HVAC); Hyperscale Data Center; Tier 3 Data Center |  |  | February 13, 2026 - We have not been able to obtain further updates on this project. We have retained the same project stage and amended the key dates accordingly. We will update the profile as soon as we obtain any new information. May 2025 - Planning activities are underway. July 2024 - Planning activities are underway. Q1 2024 - Colt DataCentre announced a plan to build a hyperscale data center in Mumbai. | Information Unavailable |  | Not Funded / Unconfirmed | Private | Colt Data Centre Services
479292 | 479292 | 2026-02-15 17:39 | DITIT – Riyadh Data Centre 48 MW – Ar Riyad | DITIT – Riyadh Data Centre 48 MW – Ar Riyad | https://construction.globaldata.com/Projects/Overview/479292 | On Hold | Parent | 384 | 2023 Q1 | 2024 Q4 |  | Middle East and Africa | Saudi Arabia | Ar Riyad | Riyadh |  |  | Commercial & Leisure | Data Center | Data Center |  |  | New | Onshore | Dawiyat Integrated Telecommunications and Information Technology Company, a subsidiary of Saudi Electricity Company, is undertaking the construction of a Tier 3-certified data centre in Riyadh, Saudi Arabia. The project involves the construction of a data center with a capacity of 48MW. It also includes the construction of administrative facilities, parking facilities, associated facilities, installation of HVAC systems, power systems, and safety and security systems. In April 2025, construction works were commenced in 2024 and AB Tech has been working as the main contractor. Meinhardt Group has been working as the consultant on the project. In September 2025, The project has been put on hold and the timeframe for the revival is unknown at this juncture. | 24.6877 | 46.7219 | Dawiyat Integrated Telecommunications and Information Technology Company, a subsidiary of Saudi Electricity Company, is undertaking the construction of a Tier 3-certified data centre in Riyadh, Saudi Arabia. The US$384 million project includes the following: 1. Construction of a data center with a capacity of 48MW 2. Construction of administrative facilities 3. Construction of parking facilities 4. Construction of associated facilities 5. Installation of HVAC systems 6. Installation of power systems 7. Installation of safety and security systems | Heating, ventilation and air conditioning (HVAC) | A data center is being built in Riyadh. |  | February 2026 - The project is still on hold. September 2025 - The project has been put on hold and the timeframe for the revival is unknown at this juncture. April 2025 - AB Tech has been working as the main contractor and the construction works are ongoing. Meinhardt Group has been working as the consultant on the project. | No Major Development | 0 | Not Funded / Unconfirmed | Private | Dawiyat Integrated Telecommunications and Information Technology Co | AB Tech |  | Meinhardt (UK) Ltd
475693 | 475693 | 2026-02-15 11:23 | Ezditek – PNU Hyper-Scale Data Center – Ar Riyad | Ezditek – PNU Hyper-Scale Data Center – Ar Riyad | https://construction.globaldata.com/Projects/Overview/475693 | Execution | Parent | 320 | 2023 Q2 | 2024 Q4 | 2026 Q4 | Middle East and Africa | Saudi Arabia | Ar Riyad | Riyadh |  |  | Commercial & Leisure | Data Center | Data Center |  |  | New | Onshore | Ezdihar Advanced Company for Information Technology (EzdiTek) is undertaking the construction of a 24MW data center called PNU Hyper-Scale Data Center located in Riyadh, Saudi Arabia. The project involves the construction of a data center building. Power Infrastructure: Utility Grid (Redundant intake with multiple feeders), Backup and Resilience: The facility will include Standby generators with automatic transfer and fuel logistics, Data Centre Type: The project is planned as a Hyperscale, multi-tenant (public-sector and commercial), Cooling Systems: Cooling will rely on High-efficiency HVAC with staged startup and redundancy, Energy Efficiency: The facility is planned to align with the ISO 50001 strategy, targeting low non-IT overhead, Floor Load Capacity: high-load industrial flooring for dense rack deployments, Power Density: The infrastructure has 4 MW per data hall (modular blocks), Rack Configuration: The facility will support High-density IT racks with distributed UPS-backed power. Horizon Construction co. is doing the supervision on the project. In Febraury 2026, The constrcution works are ongoing on the project. | 24.6877 | 46.7219 | Ezdihar Advanced Company for Information Technology (EzdiTek) is undertaking the construction of a 24MW data center called PNU Hyper-Scale Data Center located in Riyadh, Saudi Arabia. The facility will serve both public and commercial clients in the Kingdom. The US$320 million project includes the following: Key Technical Features: 1. Construction of a data center (capacity of 24MW) 2. Power Infrastructure: Utility Grid (Redundant intake with multiple feeders) 3. Backup and Resilience: The facility will include Standby generators with automatic transfer and fuel logistics 4. Data Centre Type: The project is planned as a Hyperscale, multi-tenant (public-sector and commercial) 5. Cooling Systems: Cooling will rely on High-efficiency HVAC with staged startup and redundancy 6. Energy Efficiency: The facility is planned to align with the ISO 50001 strategy, targeting low non-IT overhead 7. Floor Load Capacity: High-load industrial flooring for dense rack deployments 8. Power Density: The infrastructure has 4 MW per data hall (modular blocks) 9. Rack Configuration: The facility will support High-density IT racks with distributed UPS-backed power | Heating, ventilation and air conditioning (HVAC); Hyperscale Data Center | A data center is planned to be built in Riyadh. |  | February 2026 - The construction works are ongoing on the project. August 2025 - We have not been able to obtain further updates on this project. We have retained the same project stage and amended the key dates accordingly. We will update the profile as soon as we obtain any new information. January 15, 2025 - The construction works are ongoing and Mfaheem Al Emar Trading & Contracting Company is the main contractor and Horizons Contracting Company is the client representative on the project. | Project work on Schedule | 1 | Not Funded / Unconfirmed | Private | Ezditek | Mfaheem Al Emar for Trading and Contracting Co
472555 | 472555 | 2026-02-13 18:19 | MSFT – Microsoft YTO14 Data Center – Ontario | MSFT – Microsoft YTO14 Data Center – Ontario | https://construction.globaldata.com/Projects/Overview/472555 | Execution | Parent | 25 | 2023 Q1 | 2024 Q3 | 2026 Q2 | North America | Canada | Ontario | Markham | 171 Commerce Valley Drive East | L3T 7Y3 | Commercial & Leisure | Data Center | Data Center |  |  | New | Onshore | Microsoft is undertaking the construction of two data centers at 171 Commerce Valley Drive East in Markham, Ontario, Canada. The project involves the construction of a 28m high, three-story data center. It includes the construction of two buildings, a warehouse, a three-story administrative space, a storage facility, parking facilities and the installation of safety and security systems. WZMH Architects has been appointed as an architect and landscape architect, Morrison Hershfield, TEECOM, World Wide Technology as consulting engineers, WSP as consulting engineer and traffic consultant, and Ross & Baruzzini Inc as a security consultant. | 43.8435 | -79.3765 | The project involves the construction of a 28m high, three-story data centers at 171 Commerce Valley Drive East in Markham, Ontario, Canada. The US$25 million project includes the following: 1. Construction of two buildings 2. Construction of a warehouse 3. Construction of a three-story administrative space 4. Construction of a storage facility 5. Construction of parking facilities 6. Installation of safety and security systems | Colocation Data Center |  |  | February 2026 - Construction activities are underway. August 2025 - Construction works are underway. December 2024 - Construction works are underway. August 2024 - Construction works were commenced. May 2023 - The project plans were submitted to the city council. Q1 2023 - Microsoft announced plans to build a data center in Markham. | Project work on Schedule | 1 | Not Funded / Unconfirmed | Private | Microsoft Corp |  | WZMH | Morrison Hershfield Group Inc;Ross & Baruzzini Inc;TEECOM DESIGN GROUP;World Wide Technology Inc;WSP Global Inc
351873 | 351873 | 2026-02-13 17:57 | MSFT – 1601 North River Road Data Center – Georgia | MSFT – 1601 North River Road Data Center – Georgia | https://construction.globaldata.com/Projects/Overview/351873 | Execution | Parent | 400 | 2021 Q1 | 2025 Q1 | 2029 Q4 | North America | United States | Georgia | Douglasville | 1601 North River Road | 30122 | Commercial & Leisure | Data Center | Data Center |  |  | New | Onshore | Microsoft Corporation (MSFT) is undertaking the construction of a data center in Douglasville, the United States. The project involves the construction of a 91,044m2 data center on 65ha of land. It includes the construction of 22,760m2 of four technology facilities, data halls, server rooms, meeting rooms, an administration space, parking facilities, and the installation of safety and security systems. The facility will be powered by 100% renewable energy and use direct evaporative cooling. Renewable biofueled generators used for power backup. In May 2021, MSFT purchased 38ha of the project site for US$13.8 million. In August 2021, MSFT filed a planning application with the Georgia Department of Community Affairs. Skanska has been appointed as the contractor. | 33.7215 | -84.6137 | The project involves the construction of a 91,044m2 data center on 65ha of land at 1601 North River Road in Douglasville, Georgia. The US$400 million project includes the following: 1. Construction of 22,760m2 of four technology facilities 2. Construction of data halls 3. Construction of server rooms 4. Construction of meeting rooms 5. Construction of an administrative space 6. Construction of parking facilities 7. Installation of safety and security systems | Heating, ventilation and air conditioning (HVAC); Hyperscale Data Center |  |  | February 2026 - Construction works are underway. February 2025 - Construction works are underway. July 2024 - Planning activities are underway. August 2023 - Planning activities are underway. November 2022 - Planning activities are underway. December 2021 - Planning activities are underway. October 2021 - Public hearing was held on the project. August 2021 - MSFT is awaiting planning approvals. May 2021 - MSFT purchased the project site in Douglas County, Georgia. Q1 2021 - MSFT announced a plan to construct a data center in Georgia’s Fulton and Douglas Counties. | Project work on Schedule | 1 | Not Funded / Unconfirmed | Private | Microsoft Corp | Skanska USA Inc
525103 | 525103 | 2026-02-13 17:42 | Lancom – Balkan Gate Crete Data Center – Crete | Lancom – Balkan Gate Crete Data Center – Crete | https://construction.globaldata.com/Projects/Overview/525103 | Execution | Parent | 21 | 2022 Q2 | 2024 Q2 | 2026 Q2 | Europe | Greece | Crete |  |  |  | Commercial & Leisure | Data Center | Data Center |  |  | New | Onshore | Lancom is undertaking the construction of a Tier III carrier-neutral data center in Heraklion, Crete, Greece. The project involves the construction of a data center. It includes data halls, a substation, racks, system rooms, break rooms, computer rooms, meet-me rooms, server rooms and parking spaces, and the installation of safety and security systems. The facility is committed to operating on renewable energy. It utilizes a free-air cooling system. It has UPS and diesel generators for power backup. The construction works commenced in 2024. Upon completion, Balkan Gate Crete will be connected to the company’s remaining three data centers in Greece. | 35.3216 | 25.0935 | The project involves the construction of a data center in Heraklion, Crete, Greece. The US$21 million project includes the following: 1. Construction of data halls 2. Construction of substation 3. Construction of system rooms 4. Construction of break rooms 5. Construction of server rooms 6. Construction of a substation 7. Construction of meet-me rooms 8. Construction of parking spaces 9. Installation of UPS/generators 10. Installation of safety and security systems | Colocation Data Center; Green data center; Tier 3 Data Center |  |  | February 13, 2026 - We have not been able to obtain further updates on this project. We have retained the same project stage and amended the key dates accordingly. We will update the profile as soon as we obtain any new information. August 2025 - Construction works are underway. June 2025 - Construction works are underway. Q2 2024 - Construction works are underway. Q2 2022 - Lancom announced plans to build a data center in Crete. | Information Unavailable |  | Not Funded / Unconfirmed | Private | Lancom
513431 | 513431 | 2026-02-13 17:33 | Cielo Digital – New Lenox Data Center – Illinois | Cielo Digital – New Lenox Data Center – Illinois | https://construction.globaldata.com/Projects/Overview/513431 | Planning | Parent | 1500 | 2025 Q2 | 2027 Q3 | 2030 Q2 | North America | United States | Illinois | New Lenox | Southeast corner of Gougar Road and Haven Avenue | 60451 | Commercial & Leisure | Data Center | Data Center |  | Low | New | Onshore | Cielo Digital Infrastructure (CDI) is planning to construct a data center at Southeast corner of Gougar Road and Haven Avenue in New Lenox, Illinois, the US. The project involves the construction of a data center with a consumption capacity of 300MW on 57ha of land. It includes the construction of server rooms, meeting rooms, administrative space and parking spaces, and the installation of safety and security systems, and equipment and cooling systems. | 41.512 | -87.9656 | The project involves the construction of a data center with a consumption capacity of 300MW on 57ha of land in New Lenox, Illinois, the US. The US$1,500 million project includes the following: 1. Construction of server rooms 2. Construction of meeting rooms 3. Construction of administrative space 4. Construction of parking spaces 5. Installation of safety and security systems 6. Installation of equipment and cooling systems | Heating, ventilation and air conditioning (HVAC) |  |  | February 2026 - Planning activities are underway. July 2025 - Planning activities are underway. Q2 2025 - CDI announced plans to construct a data center in the village of New Lenox. | No Major Development | 0 | Not Funded / Unconfirmed | Private | Cielo Digital Infrastructure LLC
513376 | 513376 | 2026-02-13 17:25 | SDI/ Woodland Cree First – Mihta Askiy Datacenter – Alberta | SDI/ Woodland Cree First – Mihta Askiy Datacenter – Alberta | https://construction.globaldata.com/Projects/Overview/513376 | Planning | Parent | 1500 | 2025 Q1 | 2026 Q4 | 2029 Q4 | North America | Canada | Alberta |  | Northern Sunrise County, approximately 40km northeast of Peace Rive |  | Commercial & Leisure | Data Center | Data Center | Gas | Medium | Redevelopment | Onshore | Mihta Askiy Datacenter LP owned by The Woodland Cree First Nation (WCFN) and Sovereign Digital Infrastructure is planning to construct a colocation data center in Northern Sunrise County, Alberta, Canada. The project involves the construction of a natural gas-powered data center with a capacity of 300MW. It includes the construction of four buildings, server rooms, meeting rooms, administrative space, a substation and parking spaces, and the installation of racks, and equipment and cooling systems. An on-site 650MW combined cycle power generation facility to supply power to the data center, alternative power can be supplied by the Alberta Interconnected Electric System (AIES). The power plant construction will be completed in phases. The first phase involves a total of 400MW of electricity will be generated via two 200MW natural gas-powered turbines. The second phase involves 250MW of additional power will be produced through the addition of a steam turbine that will convert the facility to combined cycle power generation. The data center will utilize closed loop cooling system. Maskwa Environmental Consulting Ltd has been appointed as an environmental consultant. Construction works are scheduled to be completed in the fourth quarter of 2029. | 56.4068 | -116.4567 | The project involves the construction of a natural gas-powered data center with a capacity of 300MW in Northern Sunrise County, Alberta, Canada. The US$1,500 million project includes the following: 1. Construction of four buildings 2. Construction of office space 3. Construction of break rooms 4. Construction of an administrative space 5. Construction of a substation 6. Construction of parking facilities 7. Installation of equipment 8. Installation of safety and security systems | Colocation Data Center; Heating, ventilation and air conditioning (HVAC) |  |  | February 2026 - Planning activities are underway. July 2025 - Planning activities are underway. Q1 2025 - Mihta Askiy Datacenter LP announced plans to construct a data center in Alberta. | No Major Development | 0 | Not Funded / Unconfirmed | Private | Alberta Utilities Commission;Sovereign Digital Infrastructure;Woodland Cree First Nation |  |  | Maskwa Environmental Consulting Ltd
360415 | 360415 | 2026-02-13 16:20 | POWERGRID – Manesar Data Center – Haryana | POWERGRID – Manesar Data Center – Haryana | https://construction.globaldata.com/Projects/Overview/360415 | Execution | Parent | 43 | 2021 Q4 | 2025 Q4 | 2027 Q4 | Asia-Pacific | India | Haryana | Gurgaon | Manesar Substation, Village Gwalior, Manesar | 122413 | Commercial & Leisure | Data Center | Data Center |  |  | New | Onshore | PowerGrid Teleservices Limited (PowerTel), a wholly owned subsidiary of the Power Grid Corporation of India Limited (PGCIL) is undertaking the construction of a Tier III colocation data center in Gurgaon, Haryana, India. The project involves the construction of a six-storey pilot data center. It includes the construction of server rooms, meeting rooms, an administrative space, and parking facilities, and the installation of 1,000 racks, elevators, generators and transformers, and safety and security systems. The facility draws power from the utility grid through a N+N power distribution design. It utilises a cooling subsystem consisting of redundant hot pluggable fans or blowers. Labotek Technologies has been appointed to provide interior design, and complete MEP (Mechanical, Electrical, and Plumbing) works. In September 2025, Invenia - STL Networks Limited secured the design-build contractor. Under the agreement, Invenia will design, build, commission, and maintain the complete IT and cloud infrastructure. In addition, Invenia will establish a Disaster Recovery Data Centre (DRDC) and deliver a scalable Infrastructure as a Service (IaaS) solution complemented by Disaster Recovery Services. | 28.3531 | 76.9103 | The project involves the construction of a six-storey pilot data center at Manesar Substation in Gurgaon, Haryana, India. The US$43 million project includes the following: 1. Construction of server rooms 2. Construction of meeting rooms 3. Construction of an administrative space 4. Construction of parking facilities 5. Installation of 1,000 racks 6. Installation of elevators 7. Installation of generators and transformers 8. Installation of safety and security systems | Colocation Data Center; Elevator; Heating, ventilation and air conditioning (HVAC); Tier 3 Data Center |  |  | February 2026 - Construction works are underway. September 15, 2025 - Invenia - STL Networks Limited was awarded a design-build contract worth US$40 million. May 2025 - Tender activities are underway. February 2025 - Tender activities are underway. August 2024 - Planning activities are underway. February 2024 - Planning activities are underway. March 2023 - Planning activities are underway. September 21, 2022 - We have not been able to obtain further updates on this project. We have retained the same project stage and amended the key dates accordingly. We will update the profile as soon as we obtain any new information. January 2022 - Planning activities are underway. Q4 2021 - Power Grid Corporation of India Ltd announced plans to build a data center in Gurgaon. | Construction Commenced | 4 | Not Funded / Unconfirmed | Public | Power Grid Corporation of India Ltd | STL Networks Ltd | Labotek Technologies Pvt Ltd | Labotek Technologies Pvt Ltd
396720 | 396705 | 2026-02-13 16:03 | Layer 9 – Project Falcon Hyperscale Data Center: Phase II – Guanajuato | Layer 9 – Project Falcon Hyperscale Data Center – Guanajuato | https://construction.globaldata.com/Projects/Overview/396720 | Execution | Sub | 400 | 2022 Q1 | 2022 Q4 | 2026 Q4 | South and Central America | Mexico | Guanajuato | Apaseo el Grande | Amistad Chuy María industrial park |  | Commercial & Leisure | Data Center | Data Center |  |  | New | Onshore | Layer 9 is undertaking a hyperscale data center in the municipality of Apaseo el Grande, within the Amistad Chuy María industrial park, Guanajuato, Mexico. The project involves the construction of a data center, a web-commerce unit, an information technology unit and an administration building with 32MW consumption capacity, the installation of equipment racks, and the laying of a fiber-optic network. | 20.545 | -100.6846 | The project involves the construction of a data center with 32MW consumption capacity in the municipality of Apaseo el Grande, within the Amistad Chuy María industrial park, Guanajuato, Mexico. The US$400 million project includes the following: 1. Construction of a data center 2. Construction of a web-commerce unit 3. Construction of an information technology unit 4. Construction of an administration building with a 32MW consumption capacity 5. Installation of equipment racks 6. Laying of a fiber-optic network system | Heating, ventilation and air conditioning (HVAC); Hyperscale Data Center | A data center is proposed for development in the municipality of Apaseo el Grande, within the Amistad Chuy María industrial park, Guanajuato. The project aims to become the first hyperscale project in the region and the first of the company in the country. |  | February 2026 - Construction activities are underway. June 2025 - Construction work is going on. October 2024 - The project is in execution. March 2024 - Construction activities are underway. December 2023 - Construction is underway. October 2022 - Construction work started. March 10, 2022 - Layer 9 announced plans to build the data center in Guanajuato, Mexico. | Project work on Schedule | 1 | Not Funded / Unconfirmed | Private | Layer 9 Data Centers Holdco LLC
396717 | 396705 | 2026-02-13 16:01 | Layer 9 – Project Falcon Hyperscale Data Center: Phase I – Guanajuato | Layer 9 – Project Falcon Hyperscale Data Center – Guanajuato | https://construction.globaldata.com/Projects/Overview/396717 | Execution | Sub | 400 | 2022 Q1 | 2022 Q4 | 2026 Q4 | South and Central America | Mexico | Guanajuato | Apaseo el Grande | Amistad Chuy María industrial park |  | Commercial & Leisure | Data Center | Data Center |  |  | New | Onshore | Layer 9 is undertaking a hyperscale data center in the municipality of Apaseo el Grande, within the Amistad Chuy María industrial park, Guanajuato, Mexico. The project involves the construction of a hyperscale data center, a web-commerce unit, an information technology unit and an administration building with 32MW consumption capacity, the installation of equipment racks, and the laying of a fiber-optic network. | 20.545 | -100.6846 | The project involves the construction of a data center with 32MW data center capacity in the municipality of Apaseo el Grande, within the Amistad Chuy María industrial park, Guanajuato, Mexico. The US$400 million project includes the following: 1. Construction of a data center 2. Construction of a web-commerce unit 3. Construction of an information technology unit 4. Construction of an administration building with a 32MW consumption capacity 5. Installation of equipment racks 6. Laying of a fiber-optic network system | Heating, ventilation and air conditioning (HVAC); Hyperscale Data Center | A data center is proposed for development in the municipality of Apaseo el Grande, within the Amistad Chuy María industrial park, Guanajuato. The project aims to become the first hyperscale project in the region and the first of the company in the country. It will generate more than 2,500 jobs in the first stage. |  | February 2026 - Construction activities are underway. June 2025 - Construction work is going on. October 2024 - The project is in execution. March 2024 - Construction activities are underway. December 2023 - Construction work is going on. December 2022 - The project is in execution. October 12, 2022 - Construction work started. March 10, 2022 - Layer 9 announced plans to build the data center in Guanajuato, Mexico. | Project work on Schedule | 1 | Not Funded / Unconfirmed | Private | Layer 9 Data Centers Holdco LLC
396705 | 396705 | 2026-02-13 15:58 | Layer 9 – Project Falcon Hyperscale Data Center – Guanajuato | Layer 9 – Project Falcon Hyperscale Data Center – Guanajuato | https://construction.globaldata.com/Projects/Overview/396705 | Execution | Parent | 800 | 2022 Q1 | 2022 Q4 | 2026 Q4 | South and Central America | Mexico | Guanajuato | Apaseo el Grande | Amistad Chuy María industrial park |  | Commercial & Leisure | Data Center | Data Center |  |  | New | Onshore | Layer 9 is undertaking a hyperscale data center in the municipality of Apaseo el Grande, within the Amistad Chuy María industrial park, Guanajuato, Mexico. The project involves the construction of a data center, a web-commerce unit, an information technology unit and two administration buildings each with 32MW consumption capacity, the installation of equipment racks, and the laying of a fiber-optic network. The project will be in two phases. The project will offer 800,000 square feet of available leasing space Construction work is scheduled to be completed by the end of 2026. | 20.545 | -100.6846 | The project involves the construction of a data center with 96MW consumption capacity in the municipality of Apaseo el Grande, within the Amistad Chuy María industrial park, Guanajuato, Mexico. The US$800 million project includes the following: 1. Construction of a data center 2. Construction of a web-commerce unit 3. Construction of an information technology unit 4. Construction of two administration buildings each with a 32MW capacity 5. Installation of equipment racks 6. Laying of a fiber-optic network system | Heating, ventilation and air conditioning (HVAC); Hyperscale Data Center | A data center is proposed for development in the municipality of Apaseo el Grande, within the Amistad Chuy María industrial park, Guanajuato. The project aims to become the first hyperscale project in the region and the first of the company in the country. It will generate more than 2,500 jobs in the first stage. |  | February 2026 - Construction activities are underway. June 2025 - Construction work is going on. October 2024 - The project is in execution. March 2024 - Construction activities are underway. December 2023 - Construction work is going on. December 2022 - The project is in execution. October 12, 2022 - Construction work started. March 10, 2022 - Layer 9 announced plans to build the data center in Guanajuato, Mexico. | Project work on Schedule | 1 | Not Funded / Unconfirmed | Private | Layer 9 Data Centers Holdco LLC
470347 | 470347 | 2026-02-13 15:49 | Amazon Data Services – Northeast Creek Technology Campus – Virginia | Amazon Data Services – Northeast Creek Technology Campus – Virginia | https://construction.globaldata.com/Projects/Overview/470347 | Execution | Parent | 500 | 2024 Q1 | 2025 Q1 | 2029 Q4 | North America | United States | Virginia |  | West line of Jefferson Highway (Route 33), and east of Desper Creek, Louisa County |  | Commercial & Leisure | Data Center | Data Center |  |  | New | Onshore | Amazon Data Services is undertaking the construction of a hyperscale data center campus in Virginia, the US. The project involves the construction of a 35,490m2 data center campus on 151ha of land. It includes the construction of 10 data center buildings, server rooms, control rooms, logistic and administrative buildings, an office space, three substations, stormwater structures, and the installation of equipment and safety and security systems. The facility draws power from the on-site substations. | 37.9803 | -77.9511 | The project involves the construction of a 35,490m2 data center campus on 151ha of land in Louisa County, Virginia, the US. The US$500 million project includes the following: 1. Construction of 10 data center buildings 2. Construction of server rooms 3. Construction of control rooms 4. Construction of an office space 5. Construction of three substations 6. Construction of logistic and administrative buildings 7. Construction of stormwater structures 8. Installation of generators 9. Installation of cooling systems 10. Installation of safety and security systems | Heating, ventilation and air conditioning (HVAC); Hyperscale Data Center |  |  | February 2026 - Construction activities are underway. July 2025 - Construction activities are underway. November 2024 - AWS submitted plans to U.S. Army Corps of Engineers, Norfolk District. Q1 2024 - AWS announced plans to build a data center campus in Louisa County. | Project work on Schedule | 1 | Not Funded / Unconfirmed | Private | Amazon Data Services Inc
551438 | 551438 | 2026-02-13 15:26 | Conapto – Stockholm 4 South Data Center Expansion – Stockholm | Conapto – Stockholm 4 South Data Center Expansion – Stockholm | https://construction.globaldata.com/Projects/Overview/551438 | Execution | Parent | 50 | 2025 Q2 | 2025 Q3 | 2026 Q2 | Europe | Sweden | Stockholm | Stockholm | Stensätravägen 6, Skärholmen | 127 39 | Commercial & Leisure | Data Center | Data Center |  |  | Expansion | Onshore | Conapto is undertaking the expansion of its colocation data center in Sweden. The project involves the expansion of data center with a existing capacity of 20MW to 28MW. It includes the construction of a data hall, server rooms and administration space, and the installation of electrical systems, safety and security systems. The project is committed to operating on 100% renewable energy. It is equipped with reliable uninterruptible power supply (UPS) units and generators for backup power systems. It utilizes Liquid Cooling System. The expansion is being done in collaboration with energy provider Ellevio. | 59.3326 | 18.0649 | The project involves the expansion of Stockholm 4 South data center with a existing capacity of 20MW to 28MW in Stockholm, Sweden. The US$50 million project includes the following: 1. Construction of a data hall 2. Construction of server rooms 3. Construction of an administration space 4. Installation of electrical systems and generator 5. Installation of safety and security systems | Colocation Data Center; Green data center |  |  | February 2026 - Construction activities are underway. October 2025 - Construction activities are underway. September 2025 - Construction Works commenced. June 2025 - Conapto announced plans to expand its data center in Sweden. | Project work on Schedule | 1 | Not Funded / Unconfirmed | Private | Conapto AB | Coromatic AB – Management Team
357202 | 357202 | 2026-02-13 15:21 | AirTrunk – Sydney SYD3 Data Center – New South Wales | AirTrunk – Sydney SYD3 Data Center – New South Wales | https://construction.globaldata.com/Projects/Overview/357202 | Construction Complete | Parent | 585 | 2021 Q4 | 2024 Q2 | 2025 Q4 | Asia-Pacific | Australia | New South Wales | Sydney | Near to SYD1 of AirTrunk, Huntingwood | 2060 | Commercial & Leisure | Data Center | Data Center |  |  | New | Onshore | AirTrunk Operating Pty Ltd (AirTrunk) had undertaken the construction of a hyperscale data centre near SYD1 of AirTrunk, Huntingwood, Sydney, New South Wales, Australia. The project involved the construction of a seven-story data centre with a capacity of 320MW on 9.17ha of land. It developed in phases. It also included the construction of a 122,546m2 data centre with 70,000m2 of technical data hall area and 9,600m2 of office and storage area, two substations, 42 data halls, 30 diesel fuel storage tanks, three below-ground water tanks—each with 335,000-litre capacity, 172 hybrid dry-coolers and 86 water-cooled chillers, server rooms, control rooms, and the installation of elevators, equipment, and safety and security systems. The project will be powered by Endeavour Energy or Ausgrid. Greenbox Architecture was appointed as an architect, A W Edwards Pty Ltd as a contractor, EMKC3 as a project management consultant, and Willowtree Planning as a planner. | -33.799 | 150.8817 | The project involved the construction of a seven-story data center with a capacity of 320MW on 9.17ha of land near SYD1 of AirTrunk, Huntingwood, Sydney, New South Wales, Australia. The US$585 million project included the following: 1. Construction of a 122,546m2 data center 2. Construction of two substations 3. Construction of 30 diesel fuel storage tanks 4. Construction of 216 emergency backup generators 5. Construction of three below-ground water tanks 6. Construction of server rooms 7. Construction of control rooms 6. Installation of elevators 8. Installation of equipment 9. Installation of safety and security systems | Elevator; Heating, ventilation and air conditioning (HVAC); Hyperscale Data Center; Potential E&E |  | https://www.airtrunk.com/location/syd3-sydney-west/ | December 2025 - Construction work completed. December 2025 - Construction activities are underway. August 2025 - Construction activities are underway. October 2024 - Construction activities are underway. July 2023 - AirTrunk submitted the project plans. May 2022 - Planning works are underway. Q4 2021 - AirTrunk announced plans to build a data center named SYD3 in Huntingwood, Sydney. | Construction Completed | 5 | Not Funded / Unconfirmed | Private | AirTrunk Operating Pty Ltd | A W Edwards Pty Ltd | Greenbox Architecture | EMKC3;Willowtree Planning Pty Ltd
503790 | 503790 | 2026-02-13 15:20 | Tekniska verken – Mjardevi Data Center – OEstergoetland | Tekniska verken – Mjardevi Data Center – OEstergoetland | https://construction.globaldata.com/Projects/Overview/503790 | EPC Award | Parent | 20 | 2024 Q1 | 2026 Q3 | 2028 Q1 | Europe | Sweden | OEstergoetland | Linkoping | Mjardevi |  | Commercial & Leisure | Data Center | Data Center |  | High | New | Onshore | Tekniska verken is planning to undertake the construction of a data center in Mjardevi, Linkoping, Sweden. The project involves the construction of a 1.5MW data center with space for up to 3,000 servers. It includes server rooms, meeting rooms, administrative space, and parking facilities, and the installation of equipment and cooling systems. Wilzens has been appointed as a contractor. | 58.3953 | 15.539 | The project involves the construction of a 1.5MW data center with space for up to 3,000 servers in Mjardevi, Linkoping, Sweden. The US$20 million project includes the following: 1. Construction of server rooms 2. Construction of meeting rooms 3. Construction of an administrative space 4. Construction of parking facilities 5. Installation of equipment 6. Installation of cooling systems |  |  |  | February 2026 - Pre-construction work is underway. December 2025 - Pre-construction work is underway. April 2025 - Planning activities are underway. Q1 2024 - Tekniska verken announced plans to construct a data center in Mjardevi. | Project work on Schedule | 1 | Not Funded / Unconfirmed | Private | Tekniska verken | Wilzens
505785 | 491433 | 2026-02-13 15:14 | DataBank – Lithia Springs ATL5 Data Center – Georgia | DataBank – Lithia Springs Data Center Campus – Georgia | https://construction.globaldata.com/Projects/Overview/505785 | Execution | Sub | 500 | 2024 Q1 | 2025 Q1 | 2026 Q3 | North America | United States | Georgia | Atlanta | 4764 Bakers Ferry Road SW | 30336 | Commercial & Leisure | Data Center | Data Center |  |  | New | Onshore | DataBank Ltd (DataBank) is undertaking the construction of a colocation data center in Lithia Springs, Georgia, the US. The project involves the construction of 14,883m2 data center with a consumption capacity of 48MW. It includes the construction of data halls, a conference room, server rooms, a 180MW substation, a parking facility, and the installation of safety and security systems. Brasfield & Gorrie LLC has been appointed as the main contractor. The project is committed to operating on 100% renewable energy. It features both air-cooling and closed-loop water-chilled cooling systems. Additionally, it is equipped with reliable uninterruptible power supply (UPS) units and diesel generators for backup power systems. It will support traditional 15kW per cabinet raised-floor enterprise workloads, 30kW per cabinet slab-floor hyperscale deployments, and 100kW+ per cabinet HPC deployments. | 33.749 | -84.388 | The project involves the construction of 14,883m2 data center with a consumption capacity of 48MW in Lithia Springs, Georgia, the US. The US$500 million project includes the following: 1. Construction of data halls 2. Construction of a conference room 3. Construction of server rooms 4. Construction of a 180MW substation 5. Construction of a parking facility 6. Installation of safety and security systems | Colocation Data Center; Green data center; Heating, ventilation and air conditioning (HVAC) |  | https://www.databank.com/data-centers/atlanta/lithia-springs/4764-bakers-ferry-rd/ | February 2026 - Interior buildout is well underway across multiple levels, including framing, flooring, and finishing work. July 2025 - Steel erection is underway, substation conduit and fiber installations are progressing, and major slabs have been poured. October 2024 - Brasfield & Gorrie LLC was appointed as the main contractor. Q1 2024 - DataBank announced plans to build a data center in Lithia Springs. | Project work on Schedule | 1 | Not Funded / Unconfirmed | Private | DataBank Ltd | Brasfield & Gorrie LLC
559376 | 559376 | 2026-02-13 14:53 | Centuria Cap – Melbourne Data Center Complex – Victoria | Centuria Cap – Melbourne Data Center Complex – Victoria | https://construction.globaldata.com/Projects/Overview/559376 | Planning | Parent | 60 | 2025 Q3 | 2027 Q3 | 2030 Q4 | Asia-Pacific | Australia | Victoria | Melbourne |  |  | Commercial & Leisure | Data Center | Data Center |  | Medium | New | Onshore | Centuria Industrial REIT is planning to undertake the construction of a colocation data center in Melbourne, Victoria, Australia. The project involves the construction of a data center with a consumption capacity of 40MW. It includes the construction of server rooms, meeting rooms, an administrative space, and the installation of generators, cooling systems, and safety and security systems. | -37.8142 | 144.9632 | The project involves the construction of a data center with a consumption capacity of 40MW in Melbourne, Victoria, Australia. The US$60 million project includes the following: 1. Construction of server rooms 2. Construction of meeting rooms 3. Construction of data halls 4. Construction of an administrative space 5. Installation of generators 6. Installation of cooling systems 7. Installation of safety and security systems | Colocation Data Center |  |  | February 2026 - Centuria submitted the project plans. Q3 2025 - Centuria Industrial REIT announced plans for the construction of a data center in Melbourne. | Major Authority Clearance Submitted | 1 | Not Funded / Unconfirmed | Private | Centuria Capital Ltd
332950 | 332950 | 2026-02-13 13:24 | Mantra Data Centers – Chennai Data Center – Tamil Nadu | Mantra Data Centers – Chennai Data Center – Tamil Nadu | https://construction.globaldata.com/Projects/Overview/332950 | Planning | Parent | 102 | 2020 Q2 | Awaiting Confirmation |  | Asia-Pacific | India | Tamil Nadu | Chennai |  |  | Commercial & Leisure | Data Center | Data Center |  | Low | New | Onshore | Mantra Data Center is planning to build a colocation data center in Tamil Nadu, India. The project involves the construction of the data center. It includes the construction of server rooms, meeting rooms, office space, internal access roads, parking spaces, installation of related equipment, cooling systems, generators and transformers, and safety and security systems. | 13.0837 | 80.2702 | The project involves the construction of a data center in Tamil Nadu, India. The US$102 million project includes the following: 1. Construction of server rooms 2. Construction of meeting rooms 3. Construction of office space 4. Construction of internal access roads 5. Construction of parking spaces 6. Installation of related equipment 7. Installation of cooling systems 8. Installation of generators and transformers 9. Installation of safety and security systems | Colocation Data Center; Heating, ventilation and air conditioning (HVAC) |  |  | February 13, 2026 - We have not been able to obtain further updates on this project. We have retained the same project stage and amended the key dates accordingly. We will update the profile as soon as we obtain any new information. September 12, 2025 - We have not been able to obtain further updates on this project. We have retained the same project stage and amended the key dates accordingly. We will update the profile as soon as we obtain any new information. November 2024 - Planning activities are underway. May 03, 2024 - We have not been able to obtain further updates on this project. We have retained the same project stage and amended the key dates accordingly. We will update the profile as soon as we obtain any new information. July 06, 2022 - We have not been able to obtain further updates on this project. We have retained the same project stage and amended the key dates accordingly. We will update the profile as soon as we obtain any new information. August 2021 - Planning activities are underway. February 2021 - Planning activities are underway. October 2020 - MDC signed a memorandum of understanding with the Government of Tamil Nadu for the development of the project. Q2 2020 - Mantra Data Center announced a plan to build a data center in Tamil Nadu. | Information Unavailable |  | Not Funded / Unconfirmed | Private | Mantra Data Centers
539504 | 539504 | 2026-02-13 13:23 | Bilt Technology – Tervaharju Data Center – Lapland | Bilt Technology – Tervaharju Data Center – Lapland | https://construction.globaldata.com/Projects/Overview/539504 | Pre-Design | Parent | 50 | 2025 Q1 | 2026 Q2 | 2026 Q4 | Europe | Finland | Lapland | Kemi | Tervaharju | 94600 | Commercial & Leisure | Data Center | Data Center |  | Medium | New | Onshore | Bilt Tek (Bilt Technology) is planning to undertake the construtcion of a modular data center in the Tervaharju area, Kemi, Finland. The project involves the construtcion of a 7,000m2 data center with a consumption capacity of 10MW. It includes the construction of data halls, server rooms, the electrical room, an office building, and the installation of four transformer containers, four data containers, four condensers, generators, cooling systems, and safety and security systems. The data center draws power from the local electrical grid, supplied by Kemin Energia. Construction is expected to be completed by 2026. | 65.7429 | 24.593 | The project involves the construtcion of a 7,000m2 data center with a consumption capacity of 10MW in Kemi, Finland. The US$50 million project includes the following: 1. Construction of data halls 2. Construction of server rooms 3. Construction of the electrical room 4. Construction of an office building 5. Installation of four transformer containers 6. Installation of four data containers 7. Installation of four condensers 8. Installation of cooling systems 9. Installation of generators 10. Installation of safety and security systems | Modular data center |  |  | February 2026 - Pre-design activities are underway. September 2025 - Bilt Tek received approvals. Q1 2025 - Bilt Tek announced plans for the construction of a data center in Lapland. | No Major Development | 0 | Not Funded / Unconfirmed | Private | Bilt Technology Ltd
536974 | 536974 | 2026-02-13 12:39 | IPTP Networks – AIDC DeCenter Data Center – Da Nang | IPTP Networks – AIDC DeCenter Data Center – Da Nang | https://construction.globaldata.com/Projects/Overview/536974 | Planning | Parent | 200 | 2024 Q2 | 2026 Q2 | 2028 Q4 | Asia-Pacific | Vietnam | Da Nang | Da Nang | Da Nang High-Tech Park | 51000 | Commercial & Leisure | Data Center | Data Center |  | Low | New | Onshore | IPTP Networks is planning to undertake the construction of a colocation data center at Da Nang Hi-Tech Park, Da Nang, Vietnam. The project involves the construction of a 10,000m2, two-story data center with a consumption capacity of 10MW. It includes the construction of data halls, server rooms, an administrative space, and the installation of generators, 1,000 racks, cooling systems, and safety and security systems. It will be developed in phases. The first phase is valued at US$20 million. It is designed under the Tier 3+/Tier 4 Uptime standard campus model, aiming to become the core infrastructure platform for high-performance computing (HPC), artificial intelligence (AI), blockchain, and cloud computing services, and it is the first international digital infrastructure ecosystem in Vietnam. It has already obtained international certifications such as ISO 9001, ISO 27001, ISO 27017, ISO 27018, ISO 22301, PCI DSS, and GDPR compliance. | 16.0867 | 108.0734 | The project involves the construction of a 10,000m2, two-story data center with a consumption capacity of 10MW in Da Nang, Vietnam. The US$200 million project includes the following: 1. Construction of data halls 2. Construction of server rooms 3. Construction of an administrative space 4. Installation of generators 5. Installation of 1,000 racks 6. Installation of cooling systems 7. Installation of safety and security systems | Colocation Data Center; Heating, ventilation and air conditioning (HVAC); Tier 3 Data Center |  |  | February 2026 - Planning activities are underway. September 2025 - Planning activities are underway. Q2 2024 - IPTP Networks announced plans for the construction of a data center in Da Nang. | No Major Development | 0 | Not Funded / Unconfirmed | Private | IPTP Networks
466046 | 466046 | 2026-02-13 12:35 | QTS Realty – QTS DFW2-DC1 Data Center – Texas | QTS Realty – QTS DFW2-DC1 Data Center – Texas | https://construction.globaldata.com/Projects/Overview/466046 | Planning | Parent | 288 | 2023 Q4 | 2026 Q3 | 2028 Q4 | North America | United States | Texas | Dallas | 303 Mason Road | 75146 | Commercial & Leisure | Data Center | Data Center |  | Low | New | Onshore | QTS is planning to construct a colocation data center in Dallas, Texas, US. The project involves the construction of a 38,436m2 two-story data center with a consumption capacity of 72MW. It includes the construction of an Office, a shell Data Hall space, substations, an administrative space, and the installation of generators and safety and security systems. It will use air and liquid cooling systems. Corgan Associates Inc. has been appointed as an architect. | 32.5865 | -96.6974 | The project involves the construction of a 38,436m2 two-story data center with a consumption capacity of 72MW in Dallas, Texas, the US The US$288 million project includes the following: 1. Construction of an Office 2. Construction of Shell Data Hall space 3. Construction of substations 4. Construction of an administrative space 5. Installation of generators 6. Installation of safety and security systems | Colocation Data Center; Heating, ventilation and air conditioning (HVAC) |  |  | February 13, 2026 - We have not been able to obtain further updates on this project. We have retained the same project stage and amended the key dates accordingly. We will update the profile as soon as we obtain any new information. August 2025 - Planning activities are underway. September 2024 - The planning application is submitted to the Texas Department of Licensing and Regulation. Q4 2023 - QTS announced plans to build a data center in Dallas. | Information Unavailable |  | Not Funded / Unconfirmed | Private | QTS Realty Trust LLC |  | Corgan Associates Inc
412873 | 412873 | 2026-02-13 12:10 | Stream Data Ctrs – Goodyear PHX I-VII Data center – Arizona | Stream Data Ctrs – Goodyear PHX I-VII Data center – Arizona | https://construction.globaldata.com/Projects/Overview/412873 | Execution | Parent | 1500 | 2018 Q1 | 2019 Q4 | 2028 Q4 | North America | United States | Arizona | Goodyear | 2950 S. Litchfield Road | 85326 | Commercial & Leisure | Data Center | Data Center |  |  | New | Onshore | Stream Data Centers (SDC) is undertaking the construction of a hyperscale data center at 2950 South Litchfield Road in Goodyear, Arizona, the US. The project involves the construction of seven two-story data center buildings with a combined floor area of 185,806m2 and consumption capacity of 280MW on 63ha of land. It includes the construction of substations, an administrative space, an office space, ancillary facilities, meet-me rooms and parking facilities, and the installation of equipment, safety, and security systems. It is being developed in multiple phases: The first phase (Phoenix I) includes the construction of a 38,852m2 data center building with a total consumption capacity of 40MW. The facility draws 100% renewable power from the Arizona Public Service Electric Company (APS), which houses an on-site substation with 480MW capacity. It will utilise air-cooled chillers with a closed-loop water system. Holder Construction Co has been appointed as the general contractor, Cives Steel Corporation as structural steel sub-contractor, and Pro Steel Erectors II INC as steel erection sub-contractor. Speedie & Associates provided an environmental assessment and geotechnical investigations. Construction works on the Phoenix I building were completed in October 2020, and rezoning approval was received for the next six buildings in June 2023. | 33.4353 | -112.3582 | The project involves the construction of seven two-story data center buildings with a combined floor area of 185,806m2 and consumption capacity of 280MW on 63ha of land in Arizona, the US. The US$1,500 million project includes the following: 1. Construction of onsite substation 2. Construction of an administrative space 3. Construction of an office space 4. Construction of ancillary facilities 5. Construction of meet-me rooms 6. Construction of parking facilities 7. Installation of equipment 8. Installation of safety and security systems | Heating, ventilation and air conditioning (HVAC); Hyperscale Data Center |  |  | February 2026 - Construction works are underway on the PHX II building. August 2024 - A topping-out ceremony was held for the Phoenix II data center. March 2024 - Construction works are underway on Phoenix II. June 2023 - The Goodyear Planning and Zoning Commission approved a rezoning plan for the next phases. October 2020 - Construction works on the Phoenix I completed. Q4 2019 - Construction works on the first building (Phoenix I) are underway. Q1 2018 - Stream Data Centers (SDC) announces plans to construct a data center at 2950 S. Litchfield Road in the Goodyear area of Phoenix. | Project work on Schedule | 1 | Not Funded / Unconfirmed | Private | Stream Data Centers | Holder Construction Co |  | Speedie & Associates, Inc.
400642 | 400642 | 2026-02-13 11:12 | ADVANC/ Gulf Energy/ Singapore Telecomm – GSA01 Data Center – Samut Prakan | ADVANC/ Gulf Energy/ Singapore Telecomm – GSA01 Data Center – Samut Prakan | https://construction.globaldata.com/Projects/Overview/400642 | Construction Complete | Parent | 100 | 2021 Q3 | 2023 Q1 | 2025 Q4 | Asia-Pacific | Thailand | Samut Prakan |  | Bang Phli | 10540 | Commercial & Leisure | Data Center | Data Center |  |  | New | Onshore | Singapore Telecommunications Ltd (Singtel), in partnership with Gulf Energy Development PCL (GED) and Advanced Info Services (AIS), had undertaken the construction of a Tier III, colocation data centre in Samut Prakan province, Thailand. The project involved the construction of a 25.6MW data centre. It included the construction of server rooms, meeting rooms, an administrative space, parking facilities, and the installation of generators, cooling systems, safety and security systems. In September 2021, Singtel signed a memorandum of understanding (MoU) with Gulf Energy Development PCL. In February 2022, Singtel signed a joint development agreement with Gulf Energy Development PCL and AIS. GSA Data Center Co., Ltd. (GSA) was appointed as a management contractor, Aurecon as a design consultant, and Thai Takenaka International Ltd as a contractor for the project. In August 2025, the project secured a US$26.8 million loan from the Asian Development Bank. The data center will be operated on renewable energy with a designed power usage effectiveness rating of 1.4. It will be built with world-class standards to obtain certifications such as TIA-942 Certification Rated-3, LEED Gold, Threat and Vulnerability Assessment (TVRA), and ISO 27001. In February 2023, construction commenced and was completed by the fourth quarter of 2025. | 13.6148 | 100.6413 | The project involved the construction of a 25.6MW data center in Samut Prakan province, Thailand. The US$100 million project included the following: 1. Construction of server rooms 2. Construction of meeting rooms 3. Construction of an administrative space 4. Construction of parking facilities 5. Installation of generators 6. Installation of cooling systems 7. Installation of safety and security systems | Colocation Data Center; Green data center; Heating, ventilation and air conditioning (HVAC); LEED; Tier 3 Data Center |  |  | October 2025 - Construction work completed. September 2025 - Construction activities are underway. February 2025 - Construction activities are underway. April 2024 - Construction activities are underway. July 2023 - Construction works are underway. February 06, 2023 - Construction works commenced. February 2022 - Singtel signed a joint development agreement with GED and AIS. September 2021 - Singtel signed a MoU with GED. Q3 2021 - Singtel announced the plans to build the data center in Samut Prakan. | Construction Completed | 5 | Not Funded / Unconfirmed | Private | Advanced Info Service Public Co Ltd;Gulf Development PCL;Singapore Telecommunications Ltd | Thai Takenaka International Ltd. | Aurecon Consulting (Thailand) Co Ltd
334219 | 334219 | 2026-02-13 05:17 | Vantage DC – Cardiff CWL1 Data Center Campus – Newport | Vantage DC – Cardiff CWL1 Data Center Campus – Newport | https://construction.globaldata.com/Projects/Overview/334219 | Execution | Parent | 1700 | 2020 Q1 | 2021 Q4 | 2026 Q3 | Europe | United Kingdom | Newport | Newport | Celtic Way, Coedkernew Duffryn | NP10 8BE | Commercial & Leisure | Data Center | Data Center |  |  | Redevelopment | Onshore | Vantage Data Centers Management Co LLC (Vantage) is undertaking the construction of a Tier III hyperscale data center campus in Wales, the UK. The project involves the construction of a 186,000m2 data center campus comprising three, three-story data centers with a total critical IT load capacity of 148MW across 19ha of land. It includes the construction of three points-of-entry (POE) and eight Meet-Me-Rooms (MMR), customizable offices and workspaces, a dedicated 400kV substation on campus, and a parking facility; and the installation of an electric vehicle (EV) charging stations, hydrotreated vegetable oil (HVO) generators, UPS systems, indirect evaporative air handling units, dry cooler, chimneys, military-grade fencing, digital tripwires and multiple IR CCTV towers, security and safety measures. The CWL1 campus comprises three data centers, CWL11, CWL12 and CWL13. The campus is committed to operating on 100% renewable energy. It utilises multiple cooling technologies, including indirect evaporative air handling units and dry cooler CRAH-based systems in conjunction with highly efficient pumped DX systems. Bouygues Energies & Services UK has been appointed as the main contractor, and Soltys Brewster Consulting as lead consultant. Vantage converted the CWL11, a fabrication plant, into a 56MW data centre in 2010. However, following two fit-out expansions, CWL11's power capacity was increased from 56MW to 72MW. The first 8MW fit-out was completed in October 2024, and the second 7MW fit-out was completed in July 2025. CWL13 is an 82,296m2 purpose-built data center with a consumption capacity of 40MW. In October 2021, construction works commenced with the shell and core works completed in 2023, with all data halls fitted out and handed to the tenant in October 2024. CWL13 has been designed to meet the requirements for BREEAM (Building Research Establishment Environmental Assessment Method) certification. CWL12 includes the construction of the remaining 36MW data center of the total 148MW. Construction works commenced in April 2024, with completion scheduled by August 2026. | 51.5877 | -2.9983 | The project involves the construction of a 186,000m2 data center campus comprising three data centers, with a total critical IT load capacity of 148MW, across 19ha of land in Wales, the UK. The US$1,700 million project includes the following: 1. Construction of three POE and eight MMR 2. Construction of customizable offices and workspaces 3. Construction of a dedicated 400kV substation on campus 4. Construction of parking facility 5. Installation of EV charging stations 6. Installation of generators 7. Installation of UPS systems 8. Installation of indirect evaporative air handling units 9. Installation of the dry cooler 10. Installation of chimneys 11. Installation of military-grade fencing 12. Installation of digital tripwires 13. Installation of multiple IR CCTV towers 14. Installation of security and safety measures | BREEAM; EV Charging Stations; Hyperscale Data Center; Tier 3 Data Center |  | https://vantage-dc-cardiff.co.uk/ | February 2026 - Construction works are underway on the CWL12. January 2026 - Vantage raised additional US$254 million in securitized term notes (asset-backed) for refinancing the CWL11 and CWL13 facilities. July 2025 - The second 7MW fit-out works on CWL11 were expanded. October 2024 - Construction works completed for CWL 13 data center and the first 8MW fit-out works on the CWL11 were expanded. July 2024 - Construction works are underway. June 2024 - Vantage raised US$762 million in securitized term notes (asset-backed) for refinancing the CWL11 and CWL13 buildings. September 2023 - Shell and core works on the CWL13 completed. March 2023 - Construction works are underway. October 2021 - Construction works commenced on CWL13. September 2020 - The Newport City Council grants planning permission. Simultaneously, secured US$412 million funding as debt-financing package and additional US$94 million provided by Macquarie Infrastructure Debt Investment Solutions (MIDIS). July 2020 - Vantage acquired the project site. Q1 2020 - Vantage announced plans to build a data center campus in Cardiff. | Project work on Schedule | 1 | Not Funded / Unconfirmed | Private | Vantage Data Centers Management Co LLC | Bouygues E&S Infrastructure UK |  | Soltys Brewster Consulting
513237 | 513237 | 2026-02-12 19:14 | Cielo Digital – Gaffney Data Center – South Carolina | Cielo Digital – Gaffney Data Center – South Carolina | https://construction.globaldata.com/Projects/Overview/513237 | Execution | Parent | 2100 | 2025 Q1 | 2025 Q4 | 2028 Q4 | North America | United States | South Carolina |  | 000 Ford Road in Gaffney | 29340 | Commercial & Leisure | Data Center | Data Center |  |  | New | Onshore | Cielo Digital Infrastructure is undertaking the construction of a colocation data center facility on 34.8ha of land in Gaffney, South Carolina, the US. The project involves the construction of a 300MW data center facility. It involves the construction of four buildings with 37,161m2 each, an electrical substation, server rooms, control rooms, substations, and the installation of generators and safety and security systems. The facility is designed to use chilled water cooling systems for cooling. Construction is expected to be completed in the fourth quarter of 2028. It will create 30 jobs. | 35.0607 | -81.5658 | The project involves the construction of a 300MW data center facility on 34.8ha of land in Gaffney, South Carolina, the US. The US$2,100 million project includes the following: 1. Construction of four buildings with 37,161m2 each 2. Construction of electrical substation 3. Construction of server rooms 4. Construction of control rooms 5. Construction of substations 6. Installation of generators 7. Installation of safety and security systems | Colocation Data Center; Heating, ventilation and air conditioning (HVAC) |  |  | February 2026 - Construction works are underway. October 2025 - A groundbreaking ceremony was held marking the start of construction. August 2025 - Planning activates are underway. July 2025 - Cielo Digital has selected Cherokee County as the project location. Q1 2025 - Cielo Digital announced plans to build a data center in South Carolina. | Project work on Schedule | 1 | Not Funded / Unconfirmed | Private | Cielo Digital Infrastructure LLC
523605 | 523605 | 2026-02-12 18:50 | Cielo Digital – Des Moines Data Center Campus – Iowa | Cielo Digital – Des Moines Data Center Campus – Iowa | https://construction.globaldata.com/Projects/Overview/523605 | Planning | Parent | 500 | 2025 Q1 | 2027 Q1 | 2031 Q1 | North America | United States | Iowa;Iowa | Des Moines;Des Moines |  |  | Commercial & Leisure;Commercial & Leisure | Data Center;Data Center | Data Center; Data Center |  | Medium | New | Onshore | Cielo Digital Infrastructure (Cielo Digital) is planning to build a data center campus in Des Moines, Iowa, the US. The project involves the construction of a 150 MW data center campus on 67.1ha of land. It includes the construction of substations and server rooms, installation of chillers and cooling systems, and safety and security systems. The project is part of Cielo Digital Infrastructure's broader plans to expand digital infrastructure across the US. | 41.5668 | -93.6065 | The project involves the construction of a 150-megawatt (MW) data center campus on 67.1ha of land in Des Moines, Iowa, the US. The US$500 million project includes the following: 1. Construction of substations 2. Construction of server rooms 3. Installation of chillers and cooling systems 4. Installation of safety and security systems | Heating, ventilation and air conditioning (HVAC) |  |  | February 2026 - Planning activities are underway. July 2025 - Planning activities are underway. Q1 2025 - Cielo Digital announced plans to build a data center campus in Des Moines. | No Major Development | 0 | Not Funded / Unconfirmed | Private | Cielo Digital Infrastructure LLC
504391 | 504391 | 2026-02-12 18:21 | NTT DATA – Tochigi Data Center – Tochigi | NTT DATA – Tochigi Data Center – Tochigi | https://construction.globaldata.com/Projects/Overview/504391 | Planning | Parent | 700 | 2024 Q2 | 2026 Q4 | 2029 Q3 | Asia-Pacific | Japan | Tochigi | Utsunomiya | Tochigi Inter Industrial Park | 321-0118 | Commercial & Leisure | Data Center | Data Center |  | Low | New | Onshore | NTT Global Data Centers Corporation (NTT GDC), a subsidiary of NTT DATA Group Corp, is planning to build colocation data centers at Tochigi Inter Industrial Park in Utsunomiya, Tochigi, Japan. The project involves the construction of 100MW AI data centers on 12.95ha of land. It includes the construction of two data centers, office space, storage space, meet-me rooms, distribution rooms, and the installation of generators, air conditioning, safety and security systems. The project will be equipped with high-density racks capable of supporting high-power AI servers with multiple GPUs, essential for large-scale machine learning and generative AI models, and will adopt NTT Group’s IOWN (Innovative Optical and Wireless Network) All-Photonics Network (APN) to achieve low latency, high bandwidth, and low power consumption. The power supply for the project will be sourced from renewable energy and utilise a direct liquid cooling system. NTT is planning to invest US$5,197 million in the project over the years. Construction works on the first building are expected to be completed by the first quarter of 2028. | 36.493 | 139.8983 | The project involves the construction of 100MW data centers on 12.95ha of land in Tochigi, Japan. The US$700 million project includes the following: 1. Construction of two data centers 2. Construction of office space 3. Construction of storage space 4. Construction of server rooms 5. Construction of meet-me rooms 6. Installation of generators 7. Installation of equipment 8. Installation of air conditioning 9. Installation of safety and security systems | Colocation Data Center; Green data center; Heating, ventilation and air conditioning (HVAC) |  |  | February 2026 - Planning activities are underway. July 2025 - Planning activities are underway. February 05, 2025 - NTT GDC signed a land purchase agreement with Tochigi City. October 30, 2024 - NTT GDC acquired the land for the development of the project. Q2 2024 - NTT GDC announced plans to build data centers in Utsunomiya. | No Major Development | 0 | Not Funded / Unconfirmed | Private | NTT DATA Group Corp
512700 | 512700 | 2026-02-12 17:59 | FPT Corp/ Group 42/ Viet Thai Grp/ VinaCapital Group – Ho Chi Minh City Hyperscale Data Center – Ho Chi Minh City | FPT Corp/ Group 42/ Viet Thai Grp/ VinaCapital Group – Ho Chi Minh City Hyperscale Data Center – Ho Chi Minh City | https://construction.globaldata.com/Projects/Overview/512700 | Planning | Parent | 2000 | 2025 Q1 | 2027 Q1 | 2030 Q4 | Asia-Pacific | Vietnam | Ho Chi Minh City | Ho Chi Minh City |  |  | Commercial & Leisure | Data Center | Data Center |  | Medium | New | Onshore | Group 42 Holding Ltd, FPT Corporation, VinaCapital, and Viet Thai Group are planning to construct a data center in Ho Chi Minh City, Vietnam. The project involves the construction of a hyperscale data center. It involves the construction of data halls, server rooms, an administrative space, and the installation of equipment, safety and security systems. G42 Group and a consortium of the FPT Corporation and the Viet Thai Group signed a framework agreement. | 10.6145 | 106.7491 | The project involves the construction of a hyperscale data center in Ho Chi Minh City, Vietnam. The US$2,000 million project includes the following: 1. Construction of data halls 2. Construction of server rooms 3. Construction of an administrative space 4. Installation of equipment 5. Installation of safety and security systems | Heating, ventilation and air conditioning (HVAC); Hyperscale Data Center |  |  | February 2026 - G42 Group and a consortium of investors signed a framework agreement for the project. July 2025 - Planning activities are underway. January 2025 - Group 42 Holding Ltd announced plans to build a hyperscale data center in Ho Chi Minh City. | Project work on Schedule | 1 | Not Funded / Unconfirmed | Private | FPT Corp;Group 42 Holding Ltd;Viet Thai Group;VinaCapital Group Ltd
512743 | 475683 | 2026-02-12 17:36 | Stack Infra – Iskandar Puteri Data Center Complex : Phase II – Johor | Stack Infra – Iskandar Puteri Data Center Complex – Johor | https://construction.globaldata.com/Projects/Overview/512743 | Planning | Sub | 80 | 2024 Q4 | 2027 Q1 | 2028 Q4 | Asia-Pacific | Malaysia | Johor | Johor Bahru | Iskander Puteri. |  | Commercial & Leisure | Data Center | Data Center |  | Low | New | Onshore | Stack Infrastructure is planning to construct a data center in Iskandar Puteri, Johor, Malaysia. The project involves the construction of a 100MW data center. It includes the construction of server rooms, a control room, and the installation of equipment and safety and security systems. The project aims to address the demand for hyperscale digital infrastructure and support cloud, AI, and ML workloads. The campus will be powered by TNB's (Tenaga Nasional Berhad) 275kV infrastructure, supported by an on-site substation, to ensure scalable and reliable energy for sustained growth. | 1.4023 | 103.6168 | The project involves the construction of a 100MW data center in Iskandar Puteri, Johor, Malaysia. The US$80 million project includes the following: 1. Construction of server rooms 2. Construction of a control room 3. Construction of office spaces 4. Installation of equipment 5. Installation of safety and security systems | Hyperscale Data Center |  |  | February 2026 - Planning activities are underway. July 2025 - Planning activities are underway. January 2025 - Planning activities are underway. Q4 2024 - Stack Infrastructure announced plans to build a data center in Malaysia. | No Major Development | 0 | Not Funded / Unconfirmed | Private | Stack Infrastructure
512740 | 475683 | 2026-02-12 17:36 | Stack Infra – Iskandar Puteri Data Center Complex : Phase I – Johor | Stack Infra – Iskandar Puteri Data Center Complex – Johor | https://construction.globaldata.com/Projects/Overview/512740 | Planning | Sub | 90 | 2024 Q4 | 2027 Q1 | 2028 Q4 | Asia-Pacific | Malaysia | Johor | Johor Bahru | Iskander Puteri. |  | Commercial & Leisure | Data Center | Data Center |  | Low | New | Onshore | Stack Infrastructure is planning to construct a data center in Iskandar Puteri, Johor, Malaysia. The project involves the construction of a 120MW two-story data center. It includes the construction of server rooms, a control room, and the installation of equipment and safety and security systems. The project aims to address the demand for hyperscale digital infrastructure and support cloud, AI, and ML workloads. The campus will be powered by TNB's (Tenaga Nasional Berhad) 275kV infrastructure, supported by an on-site substation, to ensure scalable and reliable energy for sustained growth. | 1.4023 | 103.6168 | The project involves the construction of a 120MW two-story data center in Iskandar Puteri, Johor, Malaysia. The US$90 million project includes the following: 1. Construction of server rooms 2. Construction of a control room 3. Construction of office spaces 4. Installation of equipment 5. Installation of safety and security systems | Hyperscale Data Center |  |  | February 2026 - Planning activities are underway. July 2025 - Planning activities are underway. January 2025 - Planning activities are underway. Q4 2024 - Stack Infrastructure announced plans to build a data center in Malaysia. | No Major Development | 0 | Not Funded / Unconfirmed | Private | Stack Infrastructure
475683 | 475683 | 2026-02-12 17:35 | Stack Infra – Iskandar Puteri Data Center Complex – Johor | Stack Infra – Iskandar Puteri Data Center Complex – Johor | https://construction.globaldata.com/Projects/Overview/475683 | Planning | Parent | 220 | 2024 Q4 | 2027 Q1 | 2028 Q4 | Asia-Pacific | Malaysia | Johor | Johor Bahru | Iskander Puteri. |  | Commercial & Leisure | Data Center | Data Center |  | Low | New | Onshore | Stack Infrastructure is planning to construct a data center in Iskandar Puteri, Johor, Malaysia. The project involves the construction of a 220MW data center comprising a 120MW two-story data center building and a 100MW facility on 10.8ha. It includes the construction of server rooms, a control room, and the installation of equipment and safety and security systems. The project aims to address the demand for hyperscale digital infrastructure and support cloud, AI, and ML workloads. The campus will be powered by TNB's (Tenaga Nasional Berhad) 275kV infrastructure, supported by an on-site substation, to ensure scalable and reliable energy for sustained growth. | 1.4023 | 103.6168 | The project involves the construction of a 220MW data center comprising a 120MW two-story data center and a 100MW facility on 10.8ha in Iskandar Puteri, Johor, Malaysia. The US$220 million project includes the following: 1. Construction of server rooms 2. Construction of a control room 3. Construction of office spaces 4. Installation of equipment 5. Installation of safety and security systems | Heating, ventilation and air conditioning (HVAC); Hyperscale Data Center |  |  | February 2026 - Planning activities are underway. July 2025 - Planning works are underway. January 2025 - Planning activities are underway. Q4 2024 - Stack Infrastructure announced plans to build a data center in Malaysia. | No Major Development | 0 | Not Funded / Unconfirmed | Private | Stack Infrastructure
469794 | 469794 | 2026-02-12 17:29 | Active Infra – Spring Valley Technology Park – Virginia | Active Infra – Spring Valley Technology Park – Virginia | https://construction.globaldata.com/Projects/Overview/469794 | Planning | Parent | 1000 | 2024 Q3 | 2027 Q3 | 2032 Q4 | North America | United States | Virginia | Leesburg | located off of Evergreen Mills Road | 20175 | Commercial & Leisure | Data Center | Data Center |  | Medium | New | Onshore | Active Infrastructure is planning to construct a hyperscale data center campus in Leesburg, Loudoun County, Virginia, the US. The project involves the construction of a 325,161m2 data center campus on 146ha of land. It includes the construction of 13 data center buildings, server rooms, meeting rooms, an office space, an on-site substation, and parking facilities, and the installation of cooling systems, and security systems. Active Infrastructure plans to power the site with natural gas-powered hydrogen fuel cells that generate electricity without combustion, creating a low- or zero-emissions microgrid and use a battery storage system. JCL Consulting LLC has been appointed as a consultant. | 39.022 | -77.5821 | The project involves the construction of a 325,161m2 data center campus on 146ha of land in Leesburg, Loudoun County, Virginia, the US. The US$1,000 million project includes the following: 1. Construction of 13 data center buildings 2. Construction of server rooms 3. Construction of meeting rooms 4. Construction of an office space 5. Construction of an on-site substation 6. Construction of parking facilities 7. Installation of cooling systems 8. Installation of security systems | Energy storage; Heating, ventilation and air conditioning (HVAC); Hyperscale Data Center; Zero-Energy Building/Net-Zero Energy |  |  | February 2026 - Planning activities are underway. August 2025 - Planning activities are underway. November 2024 - Planning activities are underway. October 2024 - A rezoning application for a data center campus is in the beginning legislative review process by county government. Q3 2024 - AI announced plans to build a data center in Leesburg. | Project work on Schedule | 1 | Not Funded / Unconfirmed | Private | Active Infrastructure |  |  | JCL Consulting LLC
448944 | 448944 | 2026-02-12 17:11 | NXERA/ TM – Iskandar Puteri Hyperscale Data Center – Johor | NXERA/ TM – Iskandar Puteri Hyperscale Data Center – Johor | https://construction.globaldata.com/Projects/Overview/448944 | Construction Complete | Parent | 100 | 2024 Q1 | 2024 Q4 | 2025 Q4 | Asia-Pacific | Malaysia | Johor |  | Iskandar Puteri |  | Commercial & Leisure | Data Center | Data Center |  |  | New | Onshore | Telekom Malaysia Bhd (TM) and Nxera, the regional data centre arm of Singtel’s Digital InfraCo unit, had undertaken the construction of a Tier III hyperscale data center called "IPDC 2" in Iskandar Puteri, Johor, Malaysia. The project involved the construction of a four-story data center with a consumption capacity of 10MW. The project also included the construction of data halls, server rooms, meet-me rooms, a substation, a parking facility, and the installation of generators, cooling systems, and safety and security systems. The project is called Iskandar Puteri Data Centre Block 2 (IPDC2). The project is a joint venture with TM holding a 51% stake and NXERA holding a 49% stake. The project aims to serve the needs of hyperscalers, next-generation AI application providers, and enterprises pursuing accelerated digitalization and cloud in the region. The facility will be operated on renewable energy, and it will use liquid cooling to handle higher power density AI workloads. The facility will be designed, built, and certified to Leadership in Energy and Environmental Design (LEED) standards, ISO 14001 EMS and ISO 50001 EnMS. IT Usaha Engineering Sdn Bhd as the data center equipment supply contractor and mechanical & electrical engineer and Perunding Kotrek Sdn Bhd as the mechanical & electrical engineers, and B Barcelona Consulting Pte Ltd and Greatians Engineers Sdn Bhd (GE) as the consulting engineers. In June 2024, IJM Construction Sdn Bhd secured a US$78 million design-build contract. The scope of the work includes design and build, foundation, sub-structure, super-structure, building works, mechanical and electrical services, fit-out works, testing, and commissioning. In October 2024, the construction works commenced, and a topping-out ceremony was held in July 2025. | 1.4544 | 103.6171 | The project involved the construction of a four-story data center with a consumption capacity of 10MW in Iskandar Puteri, Johor, Malaysia. The US$100 million project included the following: 1. Construction of data halls 2. Construction of meet-me rooms 3. Construction of server rooms 4. Construction of a substation 5. Construction of a parking facility 6. Installation of generators and uninterruptible power supply (UPS) units 7. Installation of the cooling systems 8. Installation of safety and security systems | Green data center; Heating, ventilation and air conditioning (HVAC); Hyperscale Data Center; LEED; Tier 3 Data Center |  |  | December 2025 - Construction work completed. November 2025 - Construction activities are underway. October 2025 - Construction activities are underway. July 26, 2025 - A topping-out ceremony was held. October 2024 - A ground breaking ceremony was held by NXERA and TM and construction works commenced. June 2024 - IJM Construction Sdn Bhd has been appointed as a contractor. Q1 2024 - NXERA and TM announced plans to build a data center in Iskandar Puteri. | Construction Completed | 5 | Not Funded / Unconfirmed | Private | Nxera Investment Holdings Pte Ltd;Telekom Malaysia Bhd | IJM Construction Sdn Bhd | IJM Construction Sdn Bhd | B Barcelona Consulting Pte Ltd;Greatians Engineers Sdn Bhd (GE);IJM Construction Sdn Bhd;IT Usaha Engineering Sdn Bhd;Perunding Kotrek Sdn Bhd
467465 | 467465 | 2026-02-12 17:08 | Elite UK REIT – Brunel Way Data Center – Blackpool | Elite UK REIT – Brunel Way Data Center – Blackpool | https://construction.globaldata.com/Projects/Overview/467465 | Pre-Design | Parent | 880 | 2024 Q1 | 2027 Q1 | 2029 Q4 | Europe | United Kingdom | Blackpool | Blackpool | Brunel Way at Peel Park | FY4 5ES | Commercial & Leisure | Data Center | Data Center | Parking Facilities | Medium | New | Onshore | Elite UK REIT is planning to construct a data center on Brunel Way, Peel Park, Blackpool, the UK. The project involves the construction of 14,585m2 of two data centers with 20m with a consumption capacity of 80MW on 8ha of land. It includes the construction of server rooms, office buildings, administrative spaces, multiple data halls with 600 racks and 400 multi-level parking spaces, and the installation of safety and security systems. The facility will be powered by renewable energy by installing a 120MVA power connection from the offshore windfarms. Cassidy + Ashton has been appointed as the planning consultant, Murphy Geospatial as a geospatial consultant, SLR Consulting Ltd as a consultant, and Bowland Ecology Ltd as an environmental consultant. | 53.7924 | -3 | The project involves the construction of 14,585m2 of two data centers with 20m height with a consumption capacity of 80MW on 8ha of land on Brunel Way, Peel Park, Blackpool, the UK. The US$880 million project includes the following: 1. Construction of server rooms 2. Construction of office buildings 3. Construction of administrative spaces 4. Construction of 400 multi-level parking spaces 5. Construction of multiple data halls with 600 racks 6. Installation of safety and security systems | Green data center; Heating, ventilation and air conditioning (HVAC) |  |  | February 2026 - The project has received approval from the Fylde City Council. October 2025 - The project is awaiting approval. November 2024 - The project awaiting approval. October 2024 - Elite UK REIT has submitted a planning application to Fylde City Council. October 2024 - Elite UK REIT is in the process of submitting the planning application to the Blackpool Council. Q1 2024 - Elite UK REIT announced plans to construct a data center in Blackpool. | Major Authority Clearance Received | 3 | Not Funded / Unconfirmed | Private | Elite UK REIT Management Pte Ltd |  | Ttsp | Bowland Ecology Ltd;Murphy Geospatial;SLR Consulting Ltd
453884 | 453884 | 2026-02-12 16:58 | BPP Projects – Taylor Data Center – Texas | BPP Projects – Taylor Data Center – Texas | https://construction.globaldata.com/Projects/Overview/453884 | Design | Parent | 1000 | 2024 Q1 | 2027 Q2 | 2028 Q4 | North America | United States | Texas | Taylor | 1601 Martin Luther King Jr. Drive |  | Commercial & Leisure | Data Center | Data Center |  | Low | New | Onshore | BPP Projects LLC is planning to undertake the construction of a colocation data center at 1601 Martin Luther King Jr. Drive in Taylor, Texas, the US. The project involves the construction of a 12,541m2 data center on 21ha of land. It includes the construction of three buildings, server rooms, meeting rooms, an administrative space, installation of generators, a closed-loop cooling system, an electricity substation, and safety and security systems. It will be developed in three phases. The project has a power agreement with Oncor for 30MW of power. Ultimately, the data centre hopes to reach 60MW of capacity. It will create 30 jobs. | 30.567 | -97.3884 | The project involves the construction of a 12,541m2 data center on 21ha of land in Taylor, Texas, the US. The US$1,000 million project includes the following: 1. Construction of three buildings 2. Construction of server rooms 3. Construction of meeting rooms 4. Construction of an administrative space 5. Construction of parking facilities 6. Installation of generators 7. Installation of a closed-loop cooling system 8. Installation of an electricity substation 9. Installation of safety and security systems | Colocation Data Center; Heating, ventilation and air conditioning (HVAC) |  |  | February 2026 - Design activities are underway. August 2025 - Design activities are underway. August 2024 - The Taylor City Council approved an agreement granting BPP Projects LLC a 10-year, 50% property tax rebate and a 50% rebate on local use tax for construction materials. July 24, 2024 - The project received approval from the City Council. Q1 2024 - BPP Projects LLC planning to build a data center. | No Major Development | 0 | Not Funded / Unconfirmed | Private | BPP Projects LLC
540726 | 540726 | 2026-02-12 16:54 | Vantage DC – TX22 Data Center – Texas | Vantage DC – TX22 Data Center – Texas | https://construction.globaldata.com/Projects/Overview/540726 | Execution | Parent | 272 | 2025 Q1 | 2025 Q4 | 2027 Q2 | North America | United States | Texas | San Antonio | 5207 Rogers Rd | 78251 | Commercial & Leisure | Data Center | Data Center |  |  | New | Onshore | Vantage Data Centers is undertaking the construction of a colocation data center in San Antonio, Texas, the US. The project involves the construction of a 19,930m2 two-story data center. It includes the construction of data halls, meet-me rooms, server rooms, a substation, and a parking facility and the installation of cooling systems and safety and security systems. Corgan has been appointed as the design consultant. It is equipped with reliable uninterruptible power supply (UPS) units and generators for backup power systems. It also features an advanced cooling system, ensuring optimal performance and efficiency with maximum reliability. The project is scheduled for completion in June 2027. | 29.4791 | -98.6971 | The project involves the construction of a 19,930m2 two-story data center at 5207 Rogers Road in San Antonio, Texas, the US. The US$272 million project includes the following: 1. Construction of data halls 2. Construction of meet-me rooms 3. Construction of server rooms 4. Construction of a substation 5. Construction of a parking facility 6. Installation of the cooling system 7. Installation of safety and security systems | Colocation Data Center; Heating, ventilation and air conditioning (HVAC) |  |  | February 2026 - Construction work is underway. October 2025 - Vantage has submitted plans to the Texas Department of Licensing and Regulation for approval. Q1 2025 - Vantage Data Centers announced plans to build a data center in San Antonio, Texas. | Project work on Schedule | 1 | Not Funded / Unconfirmed | Private | Vantage Data Centers Management Co LLC |  | Corgan Associates Inc
440389 | 440389 | 2026-02-12 16:52 | Google – Dawson Data Center Campus – South Carolina | Google – Dawson Data Center Campus – South Carolina | https://construction.globaldata.com/Projects/Overview/440389 | Execution | Parent | 510 | 2023 Q2 | 2024 Q3 | 2026 Q3 | North America | United States | South Carolina |  | 1055 Research Center Dr | 29472 | Commercial & Leisure | Data Center | Data Center |  |  | New | Onshore | Google LLC (Google) is undertaking the construction of a hyperscale data center in Ridgeville, Dorchester County, South Carolina, the US. The project involves the construction of a new data center campus on 93.48ha of land. It includes the construction of server rooms, office space and a substation, and the installation of generators, a cooling system, and safety and security systems. In August 2024, Construction works commenced. | 32.962 | -80.3077 | The project involves the construction of a new data center campus on 93.48ha of land at Research Center Drive in Ridgeville, Dorchester County, South Carolina, the US. The US$510 million project includes the following: 1. Construction of server rooms 2. Construction of office space 3. Construction of a substation 4. Construction of storage units 5. Construction of supply units 6. Installation of equipment 7. Installation of safety and security systems | Heating, ventilation and air conditioning (HVAC); Hyperscale Data Center |  |  | February 2026 - Construction work is underway. September 01, 2025 - We have not been able to obtain further updates on this project. We have retained the same project stage and amended the key dates accordingly. We will update the profile as soon as we obtain any new information. December 2024 - Construction works are underway. August 09, 2024 - Construction works were commenced. February 2024 - The Dorchester County Council has approved a change in the site's zoning. Q2 2023 - Google announced plans to build a data center campus in South Carolina. | No Major Development | 0 | Not Funded / Unconfirmed | Private | Google LLC
466045 | 466045 | 2026-02-12 16:51 | Cloverleaf Infra – Rumble Technology Campus Data Center – Georgia | Cloverleaf Infra – Rumble Technology Campus Data Center – Georgia | https://construction.globaldata.com/Projects/Overview/466045 | Planning | Parent | 1200 | 2024 Q3 | 2027 Q2 | 2038 Q4 | North America | United States | Georgia | Macon | Monroe County |  | Commercial & Leisure | Data Center | Data Center |  | Low | New | Onshore | Cloverleaf, through its subsidiary Rum Creek DevCo LLC is planning to construct a Hyperscale data center off Rumble Road at I-75 in Monroe County, Georgia, the US. The project involves the construction of a 390,190m2 12-building (10, 27,871m2 buildings, and two 55,742m2 buildings) data center on 383.64ha of land. It includes the construction of server rooms, meeting rooms, administrative facilities, parking facilities, the installation of equipment and cooling systems, and safety and security systems. In September 2024, the rezoning planning application was submitted to Monroe County and received approvals in Nov 2024. In July 2025, Cloverleaf took ownership of the project site from DataCore Innovations LLC, and Cloverleaf has refiled the DRI application for the site expansion with the state of Georgia via its Rum Creek DevCo LLC affiliate to acquire an additional 131ha. Construction works are scheduled to be completed by 2038. | 32.9747 | -83.8896 | The project involves the construction of a 390,190m2 12-building data center on 383.64ha of land off Rumble Road at I-75 in Monroe County, Georgia, the US. The US$1200 million project includes the following: 1. Construction of server rooms 2. Construction of meeting rooms 3. Construction of administrative facilities 4. Construction of parking facilities 5. Installation of equipment and cooling systems 6. Installation of safety and security systems | Heating, ventilation and air conditioning (HVAC) |  |  | February 2026 - Planning activities are underway. August 2025 - Planning activities are underway. July 2025 - Cloverleaf took ownership of the project site from DataCore Innovations LLC. November 2024 - The project received zoning approvals from the Munroe County. September 2024 - The rezoning planning application was submitted to Monroe County. Q3 2024 - Data Core Innovations announced plans to build a data center in Monroe County. | No Major Development | 0 | Not Funded / Unconfirmed | Private | Cloverleaf Infrastructure |  | Thomas & Hutton
444818 | 444818 | 2026-02-12 16:47 | TM Tech – Klang Valley Data Center Expansion – Selangor | TM Tech – Klang Valley Data Center Expansion – Selangor | https://construction.globaldata.com/Projects/Overview/444818 | Construction Complete | Parent | 65 | 2023 Q1 | 2024 Q3 | 2025 Q4 | Asia-Pacific | Malaysia | Selangor | Sepang | Cyberjaya |  | Commercial & Leisure | Data Center | Data Center |  |  | Expansion | Onshore | TM Technology Services Sdn Bhd (TM Technology), a subsidiary of Telekom Malaysia, had undertaken the construction of a Tier III hyperscale data center in Cyberjaya, Selangor, Malaysia. The project involved the construction of a hyperscale data center with a consumption capacity of 10MW. It included the construction of server rooms, meeting rooms, eight data halls, control rooms, an administrative space, a parking facility, and the installation of generators, cooling systems, safety and security systems. Gadang Engineering (M) Sdn Bhd has been awarded US$58 million (MYR280 million) for the design and build contract. It is also called the Klang Valley Data Centre (KVDC) Block 2. It has certifications like ISO 14001 EMS and ISO 50001 EnMS. The facility will use a conventional air-cooling system with a power usage efficiency (PUE) of 1.4. It aims to meet Uptime Institute’s Tier-III standards and the Leadership in Energy and Environmental Design (LEED) Silver rating for long-term sustainability. | 2.9331 | 101.6565 | The project involved the construction of a hyperscale data center with a consumption capacity of 10MW in Cyberjaya, Selangor, Malaysia. The US$65 million project included the following: 1. Construction of server rooms 2. Construction of meeting rooms 3. Construction of eight data halls 4. Construction of control rooms 5. Construction of an administrative space 6. Construction of a parking facility 7. Installation of generators 8. Installation of cooling systems 9. Installation of safety and security systems | Hyperscale Data Center; LEED; Tier 3 Data Center |  |  | December 2025 - Construction work completed November 2025 - Construction activities are underway. May 2025 - A topping-out ceremony was held. November 2024 - Construction activities are underway. April 2024 - Gadang Engineering Sdn Bhd has been awarded a US$58 million design and build contract. August 2023 - Planning activities are underway. Q1 2023 - TM Technology announced plans to build a data center in Selangor. | Construction Completed | 5 | Not Funded / Unconfirmed | Private | TM Technology Services Sdn Bhd | Gadang Engineering (M) Sdn Bhd | Gadang Engineering (M) Sdn Bhd
506091 | 506091 | 2026-02-12 15:48 | Atalait – ICREA IV Data Center Expansion – Mexico | Atalait – ICREA IV Data Center Expansion – Mexico | https://construction.globaldata.com/Projects/Overview/506091 | Planning | Parent | 100 | 2024 Q4 | Awaiting Confirmation |  | South and Central America | Mexico | Mexico | Metepec |  |  | Commercial & Leisure | Data Center | Data Center |  | Low | Expansion | Onshore | Mexican IT firm Atalait is planning to expand the ICREA IV Data Center in Metepec, Estado de Mexico, Mexico. The project involves the construction of a customer reception area, a colocation room for commissioning servers, a private dedicated warehouse storage space, racks, a data center building, data halls for private data center suites and carrier rooms for interconnection, and the installation of power generators and cooling equipment. | 19.2593 | -99.6017 | The project involves the expansion of a data center in Metepec, Estado de Mexico, Mexico. The US$100 million project includes the following: 1. Construction of a customer reception area 2. Construction of a colocation room for commissioning servers 3. Construction of a private dedicated warehouse storage space 4. Construction of racks 5. Construction of a data center building 6. Construction of data halls for private data center suites 7. Construction of carrier rooms for interconnection 8. Installation of power generators 9. Installation of cooling equipment |  |  |  | February 2026 - We have not been able to obtain further updates on this project. We have retained the same project stage and amended the key dates accordingly. We will update the profile as soon as we obtain any new information. May 2025 - Planning work is going on. October 2024 - Mexican IT firm Atalait announced plans to expand the ICREA IV Data Center in Metepec, Estado de Mexico, Mexico. | Information Unavailable |  | Not Funded / Unconfirmed | Private | Atalait
423815 | 423815 | 2026-02-12 15:45 | Google – Westpoort Data Center – Groningen | Google – Westpoort Data Center – Groningen | https://construction.globaldata.com/Projects/Overview/423815 | Execution | Parent | 643 | 2022 Q2 | 2024 Q2 | 2026 Q3 | Europe | Netherlands | Groningen |  | Westpoort industrial estate, west of Hoogkerk | 9744TD | Commercial & Leisure | Data Center | Data Center |  |  | New | Onshore | Google LLC is undertaking the construction of a hyperscale data center at the Westpoort industrial estate, located west of Hoogkerk in Groningen, the Netherlands. The project involves the construction of a data center on 8ha of land. It includes the construction of an administrative space, a server room, office space, meeting rooms, a cafeteria and parking facilities, and the installation of solar panels on the roof and safety and security systems. This will be Google's fourth data center in the Netherlands, and the company reported that it has invested around US$4 billion (EUR3.8 billion) in data centers and digital infrastructure in the Netherlands thus far. It will create 125 new jobs and has pledged to prioritise sustainability. The project aims to meet the growing demand for artificial intelligence and cloud services. Earlier in 2023, Google announced a Power Purchase Agreement with the Crosswind and Ecowende joint ventures, operators of wind farms, for 479MW. together, with existing initiatives in the Netherlands, these projects plan to ensure Google’s Netherlands data centers use more than 90 percent carbon-free energy. It also aims to invest in local water management projects in Groningen to return an average of 120 percent of water used in data centers by 2030. In July 2022, the project site was acquired from the municipality of Groningen. Construction works commenced in April 2024. | 53.2321 | 6.4828 | The project involves the construction of a data center on 8ha of land at the Westpoort industrial estate, located west of Hoogkerk in Groningen, the Netherlands. The US$643 million project includes the following: 1. Construction of meeting rooms 2. Construction of an administrative space 3. Construction of a cafeteria 4. Construction of a server room 5. Construction of office space 6. Construction of parking facilities 7. Installation of solar panels on the roof 8. Installation of safety and security systems | Green data center; Heating, ventilation and air conditioning (HVAC); Hyperscale Data Center; Solar Rooftop |  |  | February 2026 - Construction works are underway. November 2025 - Construction works are underway. March 2025 - Construction works are underway. April 23, 2024 - Construction works commenced. January 2024 - Planning activities are underway. November 2023 - The project is still in planning stage. July 2022 - Google acquired the land from the municipality of Groningen. Q2 2022 - Google announced plans to construct a data center in the municipality of Groningen. | Project work on Schedule | 1 | Not Funded / Unconfirmed | Private | Google Netherlands BV
558837 | 558837 | 2026-02-12 15:32 | B and F Timpanogos – Provo Data Center – Utah | B and F Timpanogos – Provo Data Center – Utah | https://construction.globaldata.com/Projects/Overview/558837 | Planning | Parent | 280 | 2025 Q4 | 2027 Q2 | 2030 Q1 | North America | United States | Utah | Provo | 1507 S 180 E | 84606 | Commercial & Leisure | Data Center | Data Center |  | Medium | Redevelopment | Onshore | B+F Timpanogos is planning to construct a colocation data center at 1507 S 180 E, Provo, Utah, the US. The project involves the construction of a 12,263m2, two-story data center on 3.64ha of land. It includes the construction of data halls, server rooms, an administrative space, and the installation of generators and safety and security systems. Initially, it is planned to have around 5MW of IT capacity, with the potential to scale up to 30MW. . Provo Power will provide the power for the facility. It will use a closed-loop cooling system and is equipped with natural gas backup generators. The project aims to redevelop the single-story warehouse building into a data center. | 40.2141 | -111.6579 | The project involves the construction of a 12,263m2, two-story data center with a targeted consumption capacity of 30MW on 3.64ha of land in Provo, Utah, the US. The US$280 million project includes the following: 1. Construction of data halls 2. Construction of server rooms 3. Construction of an administrative space 4. Installation of generators 5. Installation of safety and security systems | Colocation Data Center |  |  | February 2026 - B+F Timpanogos submitted the project plans and rezoning application. Q4 2025 - B+F Timpanogos announced plans for the construction of a data center in Provo. | Major Authority Clearance Submitted | 1 | Not Funded / Unconfirmed | Private | B and F Timpanogos
525130 | 525130 | 2026-02-12 15:09 | Vermaland – La Osa Data Center – Arizona | Vermaland – La Osa Data Center – Arizona | https://construction.globaldata.com/Projects/Overview/525130 | Planning | Parent | 10000 | 2024 Q2 | 2028 Q3 | 2032 Q1 | North America | United States | Arizona | Eloy | Pinal County |  | Commercial & Leisure | Data Center | Data Center |  | Low | New | Onshore | Vermaland is planning to construct a hyperscale data center campus in Pinal County, south of Eloy in Arizona, the US. The project involves the construction of a data center industrial park on 772ha of land. It involved the construction of data halls, server rooms, an administrative space, gas-fired power generation facilities, and the installation of equipment, generators, and safety and security systems. Once fully build the data center park will be capable of supporting up to 3,000MW of consumption capacity. It envisions a hybrid power system for the facility combining solar energy, natural gas, battery storage, and grid connectivity to ensure uninterrupted operations. The facility will initially be powered by gas turbines, and it will use a Direct-to-chip liquid cooling system with a PUE target of 1.1 - 1.3. It will have a power density of 30-100+ kW per rack The project is part of Vermaland’s plan to invest US$33,000 million in developing the data centers, infrastructure, sustainable energy components, including solar, battery, gas generators, and associated land development on 1,335ha of land. | 32.8086 | -111.4426 | The project involves the construction of a data center industrial park with a consumption capacity of 3,000MW on 772ha of land in Arizona, the US. The US$10,000 million project includes the following: 1. Construction of data halls 2. Construction of server rooms 3. Construction of gas-fired power generation facilities 4. Construction of an administrative space 5. Installation of equipment 6. Installation of generators 7. Installation of safety and security systems | Green data center; Heating, ventilation and air conditioning (HVAC); Hyperscale Data Center |  |  | February 2026 - The project is awaiting approvals. November 2025 - The Pinal County Board of Supervisors approved a major amendment to its land use plan to allow employment and general public facilities on the site. May 2025 - Vermaland submitted a rezoning application. Q2 2024 - Vermaland announced plans for the construction of a data center in Arizona. | Project Awaiting Approvals | 0 | Not Funded / Unconfirmed | Private | Vermaland
540650 | 469434 | 2026-02-12 14:59 | Switch Datacenters – WAW1 Data Center: Phase I – Masovian Voivodeship | Switch Datacenters – WAW1 Data Center – Masovian Voivodeship | https://construction.globaldata.com/Projects/Overview/540650 | Pre-Design | Sub | 70 | 2024 Q2 | 2026 Q4 | 2027 Q3 | Europe | Poland | Masovian Voivodeship | Warsaw | Mory |  | Commercial & Leisure | Data Center | Data Center |  | High | New | Onshore | Switch Datacenters is planning to undertake the construction of a colocation data center in the Mory district, Warsaw, Masovian Voivodeship, Poland. The project involves the construction of a modular data center with a consumption capacity of 60MW. It includes the construction of server rooms, meeting rooms, data halls, ancillary offices, and parking facilities, and the installation of equipment, generators, safety and security systems. Kancelaria OKW and Galatea Advocaten Attorneys were appointed as the legal advisors. In October 2024, Switch Datacenters acquired the land for the development. The facility will be operated on 100% renewable energy. It will feature both air and liquid cooling, alongside dry cooling technology. | 52.2122 | 20.8731 | The project involves the construction of a data center with a consumption capacity of 60MW in Warsaw, Masovian Voivodeship, Poland. The US$70 million project includes the following: 1. Construction of server rooms 2. Construction of meeting rooms 3. Construction of data halls 4. Construction of ancillary offices 5. Construction of parking facilities 6. Installation of equipment 7. Installation of generators 8. Installation of safety and security systems | Colocation Data Center; Green data center; Modular data center |  |  | February 2026 - Pre-design activities are underway. October 2025 - Pre-design activities are underway. August 2025 - The project secured land and all necessary permits for the construction of a data center. Q2 2024 - Switch Datacenters announced plans to construct a data center in Warsaw. | No Major Development | 0 | Not Funded / Unconfirmed | Private | Switch Datacenters
469434 | 469434 | 2026-02-12 14:59 | Switch Datacenters – WAW1 Data Center – Masovian Voivodeship | Switch Datacenters – WAW1 Data Center – Masovian Voivodeship | https://construction.globaldata.com/Projects/Overview/469434 | Pre-Design | Parent | 145 | 2024 Q2 | 2026 Q4 | 2029 Q4 | Europe | Poland | Masovian Voivodeship | Warsaw | Mory |  | Commercial & Leisure | Data Center | Data Center |  | High | New | Onshore | Switch Datacenters is planning to undertake the construction of a colocation data center in the Mory district, Warsaw, Masovian Voivodeship, Poland. The project involves the construction of a 53,810m2m2 modular data center with a consumption capacity of 90MW on 5ha of land. It includes the construction of server rooms, meeting rooms, data halls, ancillary offices, and parking facilities, and the installation of equipment, generators, safety and security systems. It will be equipped with reliable liquid cooling systems. It will be developed in phases. Phase I includes the construction of 60MW. Kancelaria OKW and Galatea Advocaten Attorneys were appointed as the legal advisors. In October 2024, Switch Datacenters acquired the land for the development. The facility will be operated on 100% renewable energy. It will feature both air and liquid cooling, alongside dry cooling technology. The facility marks Switch Datacenters' first international build adding sustainable, AI-ready infrastructure to its growing European portfolio. | 52.2122 | 20.8731 | The project involves the construction of a 53,810m2 data center with a consumption capacity of 90MW on 5ha of land in Warsaw, Masovian Voivodeship, Poland. The US$145 million project includes the following: 1. Construction of server rooms 2. Construction of meeting rooms 3. Construction of data halls 4. Construction of ancillary offices 5. Construction of parking facilities 6. Installation of equipment 7. Installation of generators 8. Installation of safety and security systems | Colocation Data Center; Green data center; Heating, ventilation and air conditioning (HVAC); Modular data center |  |  | February 2026 - Pre-design activities are underway. October 2025 - Pre-design activities are underway. August 2025 - The project secured land and all necessary permits for the construction of a data center. October 2024 - The project is in an early development stage. Q2 2024 - Switch Datacenters announced plans to construct a data center in Warsaw. | No Major Development | 0 | Not Funded / Unconfirmed | Private | Switch Datacenters
331108 | 331108 | 2026-02-12 14:31 | Rosenergoatom – Russia Data Centers Development Program – Russia | Rosenergoatom – Russia Data Centers Development Program – Russia | https://construction.globaldata.com/Projects/Overview/331108 | Execution | Program | 200 | 2019 Q1 | 2022 Q3 | 2026 Q4 | Europe | Russia |  |  |  |  | Commercial & Leisure | Data Center | Data Center |  |  | New | Onshore | Rosenergoatom is undertaking the development of data centers with a power supply capacity of 80MW in Moscow, St. Petersburg and Tatarstan in Russia. The program involves the construction of meeting rooms, conference rooms, delivery rooms, warehouses, project rooms, office spaces, a machine chamber and an administration space, and the installation of 8,600 racks of IT equipment, an advanced alarm system, and power facilities. The Innopolis data center (16MW and 2,000 racks) will be built in Tatarstan, the North-West computing complex (8MW and 1,000 racks) in St. Petersburg, and Ochakovo (48MW and 4,600 racks) and Kashirsky (8MW and 1,000 racks) data centers in Moscow. JSC Atomdata- Innopolis has been appointed as the associated developer for the Tatarstan project. Rosatom has been appointed as the design consultant and Titan-2 as the general contractor. The construction activities are underway on the Innopolis data center in Tatarstan. | 61.524 | 105.3188 | The program involves the construction of data processing centers in Moscow, St. Petersburg and Tatarstan in Russia. The US$200 million program includes the following: 1. Construction of meeting rooms 2. Construction of conference rooms 3. Construction of delivery rooms 4. Construction of warehouses 5. Construction of office space 6. Construction of machine chambers 7. Construction of administration space 8. Installation of 8,600 racks of IT equipment 9. Installation of advanced alarm systems 10. Installation of power facilities | Heating, ventilation and air conditioning (HVAC); Hyperscale Data Center; Tier 3 Data Center |  |  |  | Project work on Schedule | 1 | Not Funded / Unconfirmed | Public | Rosenergoatom Concern JSC
559008 | 559008 | 2026-02-12 13:46 | Magnora – Norway Data Center – Norway | Magnora – Norway Data Center – Norway | https://construction.globaldata.com/Projects/Overview/559008 | Planning | Parent | 700 | 2025 Q3 | 2027 Q2 | 2030 Q4 | Europe | Norway |  |  |  |  | Commercial & Leisure | Data Center | Data Center |  | Medium | New | Onshore | Magnora is planning to build a colocation data center campus in Norway. The project involves the construction of a data center campus with a consumption capacity of 100MW. It includes the construction of data halls, server rooms, meet-me rooms, an administrative space, and parking spaces, and the installation of racks, generators, cooling systems, and safety and security systems. Finansgruppen Eiendom has been appointed as an associated developer. The facility draws power through the utility grid. | 61.1529 | 8.7877 | The project involves the construction of a data center campus with a consumption capacity of 100MW in Northwestern Norway. The US$700 million project includes the following: 1. Construction of data halls 2. Construction of an administrative space 3. Construction of meet-me rooms 4. Construction of server rooms 5. Construction of parking spaces 6. Installation of racks 7. Installation of generators 8. Installation of cooling systems 9. Installation of safety and security systems | Colocation Data Center |  |  | February 2026 - Magnora acquired the land for the data center development. Q3 2025 - Magnora announced plans for the construction of a data center in Norway. | Project work on Schedule | 1 | Not Funded / Unconfirmed | Private | Magnora ASA
559282 | 479356 | 2026-02-12 13:41 | AWS – Kilianstaedten North II Data Center Complex – Hesse | Amazon – Rhein-Main-Gebiet Data Center Infrastructure Development Program – Hesse | https://construction.globaldata.com/Projects/Overview/559282 | Planning | Parent | 1162 | 2025 Q4 | 2027 Q3 | 2030 Q4 | Europe | Germany | Hesse |  | in the Kilianstädten North II industrial park | 61137 | Commercial & Leisure | Data Center | Data Center |  | Medium | Redevelopment | Onshore | Amazon Web Services (AWS) is planning to construct a data center in the Kilianstädten North II industrial park in Schöneck, Main-Kinzig district, Hesse, Germany. The project involves the construction of a data center complex on a 7ha area, office buildings, and parking facilities, and the installation of elevators, photovoltaic systems, and power facilities. Initially, Hetzner Online GmbH planned a significantly larger data center campus on a 17ha Kilianstädten North II industrial site, but in August 2025, the plan was canceled due to additional demands from the local council. Hetzner Online will build a commercial park on the remaining 10ha site. AWS acquired the 7ha Kilianstädten North II industrial site in a bidding process in the fourth quarter of 2025. | 50.2003 | 8.8126 | The project involves the construction of a data center in the Kilianstädten North II industrial park in Schöneck, Main-Kinzig district, Hesse, Germany. The US$1,162 million project includes the following: 1. Construction of a data center complex on a 7ha area 2. Construction of office buildings 3. Construction of parking facilities 4. Installation of elevators 5. Installation of photovoltaic systems 6. Installation of power facilities |  |  |  | February 2026 - Planning activities are underway. November 2025 - AWS acquired the 7ha Kilianstädten North II industrial site in a bidding process. Q4 2025 - AWS announced plans to construct a data center in Schöneck. | Project work on Schedule | 1 | Not Funded / Unconfirmed | Private | Amazon Web Services Inc
559294 | 479356 | 2026-02-12 13:41 | AWS – Maintal-West Data Center Complex – Hesse | Amazon – Rhein-Main-Gebiet Data Center Infrastructure Development Program – Hesse | https://construction.globaldata.com/Projects/Overview/559294 | Planning | Parent | 990 | 2025 Q2 | 2027 Q2 | 2029 Q4 | Europe | Germany | Hesse |  | in the Maintal West industrial site | 63477 | Commercial & Leisure | Data Center | Data Center |  | Medium | Redevelopment | Onshore | Amazon Web Services (AWS) is planning to construct a data center in the Maintal-West industrial park between Bischofsheim and Maintal, Hesse, Germany. The project involves the construction of a data center complex on a 6.2ha area, office buildings, and parking facilities, and the installation of elevators, photovoltaic systems, and power facilities. The Hospital zum Heiligen Geist Foundation sold the 6.2ha industrial site to AWS in the second quarter of 2025. The Maintal City will sign the urban development contract in 2026. | 50.1486 | 8.784 | The project involves the construction of a data center in the Maintal-West industrial park between Bischofsheim and Maintal, Hesse, Germany. The US$990 million project includes the following: 1. Construction of a data center complex on a 6.2ha area 2. Construction of office buildings 3. Construction of parking facilities 4. Installation of elevators 5. Installation of photovoltaic systems 6. Installation of power facilities |  |  |  | February 12, 2026 - The project is awaiting for the signing of the urban development contract. June 2025 - AWS announced plans to develop a data center in the Maintal-West industrial park between Bischofsheim and Maintal. | Project work on Schedule | 1 | Not Funded / Unconfirmed | Private | Amazon Web Services Inc
538750 | 538734 | 2026-02-12 11:29 | UDCS – Toronto DC4 Data Center – Ontario | UDCS – Toronto Data Center Park Program – Ontario | https://construction.globaldata.com/Projects/Overview/538750 | Pre-Design | Parent | 200 | 2024 Q1 | 2026 Q4 | 2028 Q4 | North America | Canada | Ontario | Richmond Hill | Barker Business Park | L4E 0S0 | Commercial & Leisure | Data Center | Data Center |  | Low | New | Onshore | Urbacon Data Centre Solutions (UDCS) is planning to undertake the construction of a colocation data center in Richmond Hill, Ontario, Canada. The project involves the construction of an 18,859m2 data center with a consumption capacity of 36MW. It includes the construction of data halls, meet-me rooms, server rooms, a substation, a parking facility, and the installation of generators and uninterruptible power supply (UPS) units, cooling systems, and safety and security systems. The facility will support 125+ kW power densities per rack. It is equipped with reliable uninterruptible power supply (UPS) units and generators for backup power systems with N+1/2N redundancy, and it also features an advanced cooling system, ensuring optimal performance and efficiency with maximum reliability with N+1/2N redundancy. It has an annual PUE of 1.25. In August 2025, UDCS secured funding for the development of the project. As of September 2025, it has received permitting and the zoning approvals, and the underground work also been completed. Currently, it is waiting until it has a tenant in place before going vertical with construction. | 43.8711 | -79.4373 | The project involves the construction of an 18,859m2 data center with a consumption capacity of 36MW in Richmond Hill, Ontario, Canada. The US$200 million project includes the following: 1. Construction of data halls 2. Construction of meet-me rooms 3. Construction of server rooms 4. Construction of a substation 5. Construction of a parking facility 6. Installation of generators and uninterruptible power supply (UPS) units 7. Installation of the cooling system 8. Installation of safety and security systems | Colocation Data Center; Heating, ventilation and air conditioning (HVAC) |  |  | February 2026 - The project is in the process of finding a tenant. September 2025 - The underground work has been completed, and waiting for a tenant before starting vertical construction. Q1 2024 - Urbacon Data Centre Solutions announced plans to build a data center in Richmond Hill. | No Major Development | 0 | Not Funded / Unconfirmed | Private | Urbacon Data Centre Solutions
440487 | 440487 | 2026-02-12 11:17 | Serbia Gov – Kragujevac Innovation District – Central Serbia | Serbia Gov – Kragujevac Innovation District – Central Serbia | https://construction.globaldata.com/Projects/Overview/440487 | Execution | Parent | 182 | 2023 Q1 | 2024 Q1 | 2027 Q4 | Europe | Serbia | Central Serbia | Kragujevac |  |  | Institutional | Institutional Buildings | Other Institutional Buildings | Data Center; Other Research Facilities |  | New | Onshore | The Government of Serbia (GoS) is constructing an innovation district in Kragujevac in Central Serbia. The project involves the construction of an 85,000m2 innovation district on 4.5ha of land. It includes the construction of a data center with a capacity of 16MW, a science and technology park, a national center for information security, a smart city center, bioinformatics and bioengineering facilities, a center for robotics development, a space for new start-up innovation companies, and the installation of safety and security systems. It includes three buildings. The first Innovation District building, valued at US$22 million, includes the construction of a 4,000m2 floor area with 10,000m2 of garage space. The second building, valued at US$15.2 million, includes the construction of a 5,000m2 floor area. It will serve the commercial users of the data center and will be home to the future National Information Security Center. Construction of the first building commenced in February 2024. Construction of the second building commenced in July 2025, and it is expected to be completed by the end of 2026. | 44.0291 | 20.9288 | The project involves the construction of an 85,000m2 innovation district on 4.5ha of land in Kragujevac in Central Serbia. The US$182 million project includes the following: 1. Construction of a science and technology park 2. Construction of a national center for information security 3. Construction of a space for new start-up innovation companies 4. Construction of a smart city center 5. Construction of bioinformatics and bioengineering facilities 6. Construction of a center for robotics development 7. Construction of a data center with a capacity of 16MW 8. Installation of safety and security systems | Enterprise Data Center; Heating, ventilation and air conditioning (HVAC) |  |  | February 2026 - Construction activities are underway. July 2025 - Construction commenced on the second building. May 2025 - Construction works are underway. February 2024 - Construction works commenced. Q1 2023 - The Government of Serbia announced plans to construct an innovation district in Kragujevac. | Project work on Schedule | 1 | Not Funded / Unconfirmed | Public | Government of Serbia
507659 | 507659 | 2026-02-12 08:54 | EdgeConneX – Maintal Data Center Complex – Hesse | EdgeConneX – Maintal Data Center Complex – Hesse | https://construction.globaldata.com/Projects/Overview/507659 | Design | Parent | 370 | 2024 Q1 | 2026 Q3 | 2029 Q4 | Europe | Germany | Hesse | Maintal | in the Dörnigheim Ost industrial park between Technologiepark 1-5 and Honeywellstraße 2-6 in Maintal | 63477 | Commercial & Leisure | Data Center | Data Center | Office Buildings | Medium | Redevelopment | Onshore | EdgeConneX Inc. is planning to construct a data center complex in the Maintal Sirius Business Park at Dörnigheim Ost between Technologiepark 1-5 and Honeywellstraße 2-6 in Maintal, Hesse, Germany. The project involves the construction of data center blocks on a 3.8ha area with an IT capacity of 120MW, associated office buildings, and parking facilities, and the installation of elevators, photovoltaic systems, and power facilities. Edgeconnex acquired the property from Sirius Real Estate in March 2024. The project will create 45 jobs. EdgeConneX and Maintal-Werke GmbH signed a letter of intent to purchase waste heat for district heating. The waste heat will be used for a residential development planned on the site of a former Real supermarket and a municipal indoor swimming pool. Political discussions on the project plan and further independent environmental impact assessments are currently underway. A public information event will be held on February 19, 2026. Subject to approval of the urban development contract by Maintal City, demolition work for the existing industrial buildings is expected to commence in 2026. Construction work on the first data center module and an associated office building will be completed by 2027. | 50.1326 | 8.8579 | The project involves the construction of a data center complex in the Maintal Sirius Business Park at Dörnigheim Ost between Technologiepark 1-5 and Honeywellstraße 2-6 in Maintal, Hesse, Germany. The US$370 million project includes the following: 1. Construction of data center blocks on a 3.8ha area, with an IT capacity of 120MW 2. Construction of associated office buildings 3. Construction of parking facilities 4. Installation of elevators 5. Installation of photovoltaic systems 6. Installation of power facilities | Colocation Data Center; Elevator |  |  | February 2026 - Ttsp Hwp and Maintal Municipal Utilities presented the project plans and potential waste heat utilisation solutions to the Committee for Construction and Urban Development of Maintal City. May 2025 - Ttsp Hwp presented the development plans for the project to the Maintal City Council. May 2025 - The application for a demolition permit is being prepared. March 2024 - EdgeConneX announced plans to construct a data center complex in Maintal. | Project work on Schedule | 1 | Not Funded / Unconfirmed | Private | EdgeConneX Inc |  | Ttsp Hwp Seidel Planungsgesellschaft MbH | Ttsp Hwp Seidel Planungsgesellschaft MbH
539741 | 539741 | 2026-02-12 05:28 | e& capital/ Serbia Gov – Kragujevac Data Center Expansion – Central Serbia | e& capital/ Serbia Gov – Kragujevac Data Center Expansion – Central Serbia | https://construction.globaldata.com/Projects/Overview/539741 | Planning | Parent | 320 | 2025 Q1 | 2027 Q2 | 2029 Q3 | Europe | Serbia | Central Serbia | Kragujevac | Save Kovacevica 35b | 34000 | Commercial & Leisure | Data Center | Data Center |  | Medium | Expansion | Onshore | The Government of Serbia and e& is planning to undertake the construction of a colocation data center in Kragujevac, Serbia. The project involves the construction of a data center with a consumption capacity of 40MW. It involves the construction of data halls, server rooms, meet-me rooms, an administrative space, and the installation of generators, cooling systems, and safety and security systems. In September 2025, the government of the Republic of Serbia signed a memorandum of understanding (MoU) with e& enterprise to expand the state's data center in Kragujevac. It will be equipped with reliable uninterruptible power supply (UPS) units and generators for backup power systems. It also features an advanced cooling system, ensuring optimal performance and efficiency with maximum reliability. | 44.0289 | 20.9263 | The project involves the construction of a data center with a consumption capacity of 40MW in Kragujevac, Serbia. The US$320 million project includes the following: 1. Construction of data halls 2. Construction of server rooms 3. Construction of meet-me rooms 4. Construction of an administrative space 5. Installation of generators 6. Installation of cooling systems 7. Installation of safety and security systems | Colocation Data Center |  |  | February 2026 - Planning activities are underway. October 2025 - Planning activities are underway. Q1 2025 - The Government of Serbia and e& enterprise announced plans for the construction of a data center in Kragujevac. | No Major Development | 0 | Not Funded / Unconfirmed | Public/Private | e& capital;Government of Serbia
359950 | 359950 | 2026-02-11 18:47 | Google – Shale Data Center – Missouri | Google – Shale Data Center – Missouri | https://construction.globaldata.com/Projects/Overview/359950 | Execution | Parent | 1000 | 2019 Q3 | 2024 Q4 | 2028 Q2 | North America | United States | Missouri |  |  | 816 | Commercial & Leisure | Data Center | Data Center |  |  | New | Onshore | Google (GOOGL) is undertaking the construction of a hyperscale data center at Hunt Midwest Business Park in Kansas City, Missouri, the US. The project involves the construction of a 133,316m2 data center with a consumption capacity of 400MW on 128ha of land. It included the construction of server rooms, meeting rooms, an administrative space and parking spaces, and the installation of equipment. The project is being developed in four phases. The facility will be powered by carbon-free solar energy from the Beavertail Solar farm, under a power purchase agreement with Ranger Power and D.E. Shaw Renewable Investments. J.E. Dunn Construction Group Inc. is appointed as the general contractor, HDR Engineering Inc. as the engineering consultant, Olsson USA as a consultant and Global Earthwork & Underground for earthworks. GOOGL acquired 32ha of land in the Hunt Midwest Business Center in August 2019. GOOGL acquired 96ha of land north of Hunt Midwest, Clay County in December 2021. In July 2025, GOOGL completed the US$521 million phase I construction work. It will create 1,300 jobs. | 39.0997 | -94.5783 | The project involves the construction of a 133,316m2 data center with a consumption capacity of 400MW on 128ha of land in Kansas City, Missouri, the US. The US$1,000 million project includes the following: 1. Construction of server rooms 2. Construction of meeting rooms 3. Construction of an administrative space 4. Construction of parking facilities 5. Construction of related facilities 6. Installation of equipment | Heating, ventilation and air conditioning (HVAC); Hyperscale Data Center | A data center is proposed for construction within Hunt Midwest Business Center, northeast of Parvin Road and Arlington Avenue. The project aims to meet the growing demand for data center services for large-scale activities. It is also known as "Project Shale". The land sales and planning applications have been handled through the pseudonym Shalerock LLC. |  | February 2026 - Construction works are underway on the remaining phases. July 2025 - Construction works were completed on phase I. Q4 2024 - A groundbreaking ceremony was held, marking the start of construction on phase I. March 2024 - Pre-construction activities are underway. December 2023 - The project received approval from the Kansas City Council. October 2023 - Google has submitted plans to the Kansas City Council. February 2023 - Planning activities are underway. December 2022 - planning activities are underway. January 2022 - planning activities are underway. December 2021 - GOOGL acquired 96ha of land for the project. August 2019 - Google acquired 32ha of land in Hunt Midwest Business Center. Q3 2019 - Google announced plans to build a data center in Kansas City. | Project work on Schedule | 1 | Not Funded / Unconfirmed | Private | Google LLC | J.E. Dunn Construction Group Inc |  | HDR Engineering Inc;Olsson Inc
453596 | 453596 | 2026-02-11 18:17 | Vantage DC – Stacks Road Data Center – Georgia | Vantage DC – Stacks Road Data Center – Georgia | https://construction.globaldata.com/Projects/Overview/453596 | Planning | Parent | 1000 | 2023 Q3 | 2027 Q2 | 2027 Q4 | North America | United States | Georgia | Atlanta | 4380 Stacks Road, College Park | 30349 | Commercial & Leisure | Data Center | Data Center |  | Low | New | Onshore | Vantage Data Centers Management (VDCM) is planning to construct a colocation data center at the intersection of Stacks Road and Mallory Road, just north of the CSX Railroad in South Fulton, Atlanta, Georgia, the US. The project involves the construction of a 64,752m2 data center. It includes the construction of a server room, an administrative building, and parking facilities, and the installation of a generator, air conditioning systems, and safety and security systems. Lowe Engineers LLC was appointed as a planning consultant. The project is scheduled to be completed by 2027. | 33.606 | -84.5309 | The project involves the construction of a 64,751m2 data center campus in southwest of Atlanta, Georgia, the US. The US$1,000 million project includes the following: 1. Construction of a server room 2. Construction of an administrative building 3. Construction of parking facilities 4. Installation of a generator 5. Installation of air conditioning systems 6. Installation of safety and security systems | Colocation Data Center; Heating, ventilation and air conditioning (HVAC) |  |  | February 2026 - Planning activities are underway. August 2025 - Planning activities are underway. September 2024 - Planning activities are underway. August 2024 - VDCM has filed planning application to Georgia Department of Community Affairs (GDCA). Q3 2023 - VDCM announced plan to build data center in Atlanta. | No Major Development | 0 | Not Funded / Unconfirmed | Private | Vantage Data Centers Management Co LLC |  |  | Lowe Engineers LLC
512160 | 453077 | 2026-02-11 17:55 | ST Telemedia Global Data Ctrs – STT Chennai 7 Data Center – Tamil Nadu | ST Telemedia Global Data Ctrs – Siruseri Data Center Campus – Tamil Nadu | https://construction.globaldata.com/Projects/Overview/512160 | Execution | Sub | 40 | 2023 Q1 | 2024 Q1 | 2026 Q3 | Asia-Pacific | India | Tamil Nadu | Chennai | Siruseri |  | Commercial & Leisure | Data Center | Data Center |  |  | New | Onshore | ST Telemedia Global Data Centres is undertaking the construction of a colocation data center within SIPCOT IT Park, in Siruseri, Chennai, Tamil Nadu, India. The project involves the construction of a data center with a consumption capacity of 8MW. It includes the construction of administrative space, server rooms, control rooms, office space, a power station, installation of heat pumps, and safety and security systems. The project will be powered by the utility grid, TANGEDCO substations, and it will utilise air-cooled chiller systems. It is the initial phase of the planned total capacity of 50MW. Construction works commenced in February 2024 and are expected to be completed by September 2025. | 12.8339 | 80.2015 | The project involves the construction of a data center with a consumption capacity of 8MW in Siruseri, Chennai, Tamil Nadu, India. The US$40 million project includes the following: 1. Construction of administrative space 2. Construction of server rooms 3. Construction of control rooms 4. Construction of office space 5. Installation of air-cooled chiller systems 6. Installation of diesel generators 7. Installation of safety and security systems | Colocation Data Center |  |  | February 2026 - Construction activities are underway. July 2025 - Construction activities are underway. February 2024 - Construction commenced. Q1 2023 - STT GDC announced plans to build a third data center campus in Chennai. | Project work on Schedule | 1 | Not Funded / Unconfirmed | Private | STT GDC Pte Ltd
377834 | 377834 | 2026-02-11 17:52 | MSFT – San Antonio SAT15 Data Center – Texas | MSFT – San Antonio SAT15 Data Center – Texas | https://construction.globaldata.com/Projects/Overview/377834 | Execution | Parent | 216 | 2021 Q1 | 2022 Q4 | 2026 Q2 | North America | United States | Texas | San Antonio | 3555 Westover Link in, Bexar County. | 78251 | Commercial & Leisure | Data Center | Data Center |  |  | New | Onshore | Microsoft Corporation (Microsoft) is undertaking the construction of a hyperscale data center at 3555 Westover Link in San Antonio, Texas, the US. The project involves the construction of a 22,761m2 data center. It includes the construction of server rooms, five data halls, an administrative space, a substation, installation of a cooling system, racks, and safety and security systems. Corgan has been appointed as the architect. Construction is scheduled to be completed by May 2026. | 29.4687 | -98.7012 | The project involves the construction of a 22,761m2 data center in San Antonio, Texas, the US. The US$216 million project includes the following: 1. Construction of server rooms 2. Construction of five data halls 3. Construction of an administrative space 4. Construction of a substation 5. Installation of a cooling system 6. Installation of racks 7. Installation of safety and security systems | Heating, ventilation and air conditioning (HVAC); Hyperscale Data Center |  |  | February 2026 - Construction activities are underway. October 2025 - Construction activities are underway. February 26, 2025 - We have not been able to obtain further updates on this project. We have retained the same project stage and amended the key dates accordingly. We will update the profile as soon as we obtain any new information. April 2024 - Construction works are underway. August 2023 - Construction works are underway. October 2022 - Construction activities are underway. Q3 2022 - MSFT submitted planning application to the San Antonio city council. Q1 2021 - MSFT announced plans to build data center in San Antonio. | Project work on Schedule | 1 | Not Funded / Unconfirmed | Private | Microsoft Corp |  | Corgan Associates Inc;Page Southerland Page Inc
453077 | 453077 | 2026-02-11 17:29 | ST Telemedia Global Data Ctrs – Siruseri Data Center Campus – Tamil Nadu | ST Telemedia Global Data Ctrs – Siruseri Data Center Campus – Tamil Nadu | https://construction.globaldata.com/Projects/Overview/453077 | Execution | Parent | 350 | 2023 Q1 | 2024 Q1 | 2030 Q4 | Asia-Pacific | India | Tamil Nadu | Chennai | Siruseri |  | Commercial & Leisure | Data Center | Data Center |  |  | New | Onshore | ST Telemedia Global Data Centres (India) Pvt Ltd, (STT GDC India) is undertaking the construction of a colocation data center in Siruseri, Chennai, India. The project involves the construction of a 50MW data center. It will be developed in phases. It includes the construction of administrative space, server rooms, control rooms, office space, a power station, installation of a cooling system, diesel generators, and safety and security systems. The project will be powered by the utility grid, TANGEDCO substations, and it will utilise air-cooled chiller systems. Construction works on phase I STT Chennai 7, an 8MW data center building. In November 2024 Construction commenced in Phase II and Phase III. | 12.8339 | 80.2015 | The project involves the construction of a 50MW data center in Siruseri, Chennai, India. The US$350 million project includes the following: 1. Construction of administrative space 2. Construction of server rooms 3. Construction of control rooms 4. Construction of office space 5. Installation of a cooling system 6. Installation of diesel generators 7. Installation of safety and security systems | Colocation Data Center; Heating, ventilation and air conditioning (HVAC) |  |  | February 2026 - Construction activities on DC7 is underway. May 2025 - Construction activities are underway. December 2024 - Construction activities are underway. November 2024 - Construction commenced on Phase II and Phase III. August 2024 - Construction works are underway. February 2024 - Construction works are commenced. November 2023 - Planning activities are underway. Q1 2023 - STT GDC announced plans to build third data center campus in Chennai. | Project work on Schedule | 1 | Not Funded / Unconfirmed | Private | STT GDC Pte Ltd
525064 | 525064 | 2026-02-11 17:01 | Equinix – MI1 Phase III Data Center – Florida | Equinix – MI1 Phase III Data Center – Florida | https://construction.globaldata.com/Projects/Overview/525064 | Execution | Parent | 86 | 2023 Q1 | 2023 Q4 | 2026 Q4 | North America | United States | Florida | Miami | 50 NE 9th Street | 33132 | Commercial & Leisure | Data Center | Data Center |  |  | New | Onshore | Equinix Inc. is undertaking the construction of a tier III, colocation data center at 50 NE 9th Street, Miami, Florida, the US. The project involves the construction of a data center with 400 racks. It includes the construction of server rooms with racks, control rooms, an administrative space, storage space, meet-me rooms, and the installation of generators, an air cooling system, and safety and security systems. The project is committed to operating on 100% renewable energy. It is equipped with N+1 configuration, reliable uninterruptible power supply (UPS) units, and generators for backup power systems, utilising N+1 for the liquid chillers and computer room air handler units. | 25.7824 | -80.1957 | The project involves the construction of a data center with 400 racks in Miami, Florida, the US. The US$86 million project includes the following: 1. Construction of server rooms with racks 2. Construction of control rooms 3. Construction of an administrative space 4. Construction of storage space 5. Construction of meet-me rooms 6. Installation of generators 7. Installation of equipment 8. Installation of an air cooling system 9. Installation of safety and security systems | Colocation Data Center; Emergency power/Backup power; Green data center; Tier 3 Data Center |  |  | February 11, 2026 - We have not been able to obtain further updates on this project. We have retained the same project stage and amended the key dates accordingly. We will update the profile as soon as we obtain any new information. August 2025 - Construction works are nearing completion. May 2025 - Construction activities are underway. December 2024 - Construction activities are underway. Q1 2023 - Equinix announced plans to build a data center in Miami. | Information Unavailable |  | Not Funded / Unconfirmed | Private | Equinix Inc
438857 | 438857 | 2026-02-11 16:36 | Google – 3500 River Road Data Center – Oregon | Google – 3500 River Road Data Center – Oregon | https://construction.globaldata.com/Projects/Overview/438857 | EPC Award | Parent | 600 | 2021 Q3 | 2026 Q3 | 2028 Q4 | North America | United States | Oregon |  | 3500 River Road | OR 97058 | Commercial & Leisure | Data Center | Data Center |  | Low | New | Onshore | Design LLC, a company owned by Google, is planning to build a hyperscale data centre at 3500 River Road in The Dalles, Wasco County, Oregon, the US. The project involves the construction of two single-story data center each with 26,941m2. It includes the construction of server rooms, meeting rooms, an administrative space, car parking facilities, and the installation of equipment and safety and security systems. Whiting-Turner Contracting Co. has been appointed as the contractor. | 45.625 | -121.2034 | The project involves the construction of two single-story data center each with 26,941m2 in The Dalles, Wasco County, Oregon, the US. The US$600 million project includes the following: 1. Construction of server rooms 2. Construction of meeting rooms 3. Construction of an administrative space 4. Construction of parking facilities 5. Installation of equipment 6. Installation of safety and security systems | Heating, ventilation and air conditioning (HVAC); Hyperscale Data Center | A data center is planned to be built at 3500 River Road in The Dalles, Wasco County. The project aims to construct a data center in Wasco County due to its available workforce, energy infrastructure, and land for development. Wasco County and The Dalles will get a US$3 million payment for each data center. |  | February 2026 - Preconstruction activities are underway. August 2025 - Preconstruction activities are underway. November 2024 - Pre-construction activities are underway. January 2024 - The project received approvals. Q3 2021 - Design LLC announced plans to build a data center in Oregon. | No Major Development | 0 | Not Funded / Unconfirmed | Private | Google LLC | The Whiting-Turner Contracting Co
413235 | 413235 | 2026-02-11 16:32 | Starwood Capital – Redskins Park Data Center Campus – Virginia | Starwood Capital – Redskins Park Data Center Campus – Virginia | https://construction.globaldata.com/Projects/Overview/413235 | Planning | Parent | 400 | 2021 Q1 | 2027 Q2 | 2027 Q4 | North America | United States | Virginia | Herndon | 13832 Redskin Drive, Redskins Park | 20171 | Commercial & Leisure | Data Center | Data Center |  | Low | Redevelopment | Onshore | Redskin Acquisition GP LLP, an affiliate of Starwood Capital Group (Starwood Capital), is planning to undertake the construction of a hyperscale data center campus at 13832 Redskin Drive, in Herndon, Virginia, the US. The project involves the construction of a 213,677m2 data center campus with four data center buildings on 24ha of land. It also includes the construction of server rooms, administrative areas, and the installation of substations. It will be developed into phases. Amazon Data Services has been confirmed as the end user for two data centres, it is also known as IAD-500 and IAD-501. | 38.9345 | -77.4243 | The project involves the construction of a 213,677m2 data center campus with four data center buildings on 24ha of land in Herndon, Virginia, the US. The US$400 million project includes the following: 1. Construction of server rooms 2. Construction of administrative areas 3. Installation of substations | Hyperscale Data Center |  |  | February 2026 - Planning activities are underway. April 2025 - Planning activities are underway. May 2024 - Planning activities are underway. July 2023 - Starwood Capital Group acquired the development site. Q1 2021 - Starwood Capital Group announced plans to build a data center campus in Fairfax County, Virginia. | No Major Development | 0 | Not Funded / Unconfirmed | Private | Starwood Capital Group
558580 | 558580 | 2026-02-11 16:15 | QumulusAI – Denton Modular Data Center – Texas | QumulusAI – Denton Modular Data Center – Texas | https://construction.globaldata.com/Projects/Overview/558580 | Pre-Design | Parent | 60 | 2024 Q1 | 2027 Q1 | 2028 Q4 | North America | United States | Texas | Denton |  |  | Commercial & Leisure | Data Center | Data Center |  | High | New | Onshore | QumulusAI is planning to build a colocation data center near Western Boulevard and Jim Christal Road in Denton, Texas, the US. The project involves the construction of a data center with a consumption capacity of 20MW on 1.6ha of land. It includes the construction of data halls, meet-me rooms, server rooms, a substation and the installation of generators and uninterruptible power supply (UPS) units, cooling systems and safety and security systems. The project will use a closed-loop cooling system that uses non-conductive fluid and will not require any water. In August 2024, a land lease and power purchase agreement was approved by the Denton City Council. | 33.2052 | -97.181 | The project involves the construction of a data center with a consumption capacity of 20MW on 1.6ha of land in Denton, Texas, the US. The US$60 million project includes the following: 1. Construction of data halls 2. Construction of server rooms 3. Construction of a substation 4. Installation of generators and uninterruptible power supply (UPS) units 5. Installation of the cooling system 6. Installation of safety and security systems | Blockchain; Colocation Data Center |  |  | February 2026 - Pre-design activities are underway. January 2026 - The project received approval from the Denton City Council. December 2025 - The Planning and Zoning Commission meeting was held. Q1 2024 - QumulusAI announced plans to build a data center in Denton, Texas. | No Major Development | 0 | Not Funded / Unconfirmed | Private | QumulusAI
383694 | 383568 | 2026-02-11 16:01 | Metta DC – MettaDC ID01 Data Center – West Java | Metta DC – MettaDC Data Centers Program – Indonesia | https://construction.globaldata.com/Projects/Overview/383694 | Construction Complete | Parent | 200 | 2020 Q3 | 2021 Q2 | 2025 Q2 | Asia-Pacific | Indonesia | West Java | Bekasi | Jl. Science Boulevard Raya A1B, Jababeka Industrial Estate | 17530 | Commercial & Leisure | Data Center | Data Center |  |  | New | Onshore | PT MettaDC Technology (MettaDC) has undertaken the construction of a hyperscale data center in Bekasi, West Java, Indonesia. The project involved the construction of a three-story data center with a capacity of 30MW on 1.8ha of land. It includes the construction of 10,000m2 of white space across six data halls, four dark fiber optic route lines, 3,000 racks, dedicated working space, smart meeting room, electric staging station, entertainment room, operational car facilities, and the installation of a touchless security system up to more than 7 layers. It is being developed in three phases. Phase one includes the construction of a 10MW data center. PT Pembangunan Perumahan (Persero), Tbk (PTPP) was appointed as the construction contractor, PT Indonesia Infrastructure Finance (IIF), Nuevo Asia Capital Pte Ltd (NAC) were appointed as Joint Mandated Lead Arrangers, and Nuevo Asia Capital Pte Ltd (NAC) as financial advisor. Indonesia Infrastructure Finance (IIF) provided US$40.4 million loan for the development of phase one of the project. In October 2022, MettaDC opened phase one of the project. | -6.2979 | 107.1484 | The project involved the construction of a three-story data center with a capacity of 30MW on 1.8ha of land in Bekasi, West Java, Indonesia. The US$200 million project includes the following: 1. Construction of 10,000m2 of white space across six data halls 2. Construction of four dark fiber optic route lines and 3,000 racks 3. Construction of dedicated working space 4. Construction of a smart meeting room 5. Construction of an electric staging station 6. Construction of an entertainment room 7. Construction of operational car facilities 8. Installation of touchless security system up to more than 7 layers | Heating, ventilation and air conditioning (HVAC); Hyperscale Data Center; Tier 3 Data Center | A hyper-scale data center is built at Jl. Science Boulevard Raya A1B, Jababeka Industrial Estate in Bekasi. It has passed ISO 27001, 9001, PCI DSS, TVRA & Uptime Tier III design certifications. It was designed with multi-layered security systems, efficient cooling, and high connectivity. |  | June 2025 - Construction completed. September 2024 - Construction activities are underway. March 2023 - Planning activities are underway on phase two. November 2022 - Planning activities are underway on phase two. October 2022 - MettaDC launched the 10MW phase one of the data center. June 28, 2021 - The ground breaking ceremony was held for the phase one. Q3 2020 - MettaDC announced plans to build a data center in Bekasi. | Construction Completed | 5 | Not Funded / Unconfirmed | Private | Metta DC | PT PP (Persero) Tbk
493287 | 493287 | 2026-02-11 16:01 | Beacon Data – Beacon Saunders Lake Artificial Intelligence Hub – Alberta | Beacon Data – Beacon Saunders Lake Artificial Intelligence Hub – Alberta | https://construction.globaldata.com/Projects/Overview/493287 | Planning | Parent | 2750 | 2024 Q3 | 2027 Q4 | 2031 Q4 | North America | Canada | Alberta | Edmonton | Leduc County |  | Commercial & Leisure | Data Center | Data Center |  | High | New | Onshore | Beacon Data Centres is planning to construct a data center in Leduc County, Edmonton, Alberta, Canada. The project involves the construction of a data center with a consumption capacity of 400MW. It includes the construction of a warehouse, an office space, a storage facility, and parking facilities. In May 2025, Stantec Inc was appointed as a contractor to provide architecture, building engineering, sustainability, transportation, civil, environmental, geomatics, and project management for the project. | 53.2303 | -115.1007 | The project involves the construction of data center with a consumption capacity of 400MW in Leduc County, Edmonton, Alberta, Canada. The US$2,750 million project includes the following: 1. Construction of a warehouse 2. Construction of an office space 3. Construction of a storage facility 4. Construction of parking facilities | Heating, ventilation and air conditioning (HVAC) |  |  | February 2026 - Planning activities are underway. May 2025 - Stantec Inc was appointed as to provide architecture, building engineering, sustainability, transportation, civil, environmental, geomatics, and project management for the project. April 2025 - AESO connection process is underway. December 2024 - AESO connection process is underway. Q3 2024 - Beacon Data Centres announced plans to construct a data center inLeduc County. | No Major Development | 0 | Not Funded / Unconfirmed | Private | Beacon Data Centres |  | Stantec Inc | Stantec Inc
472460 | 472460 | 2026-02-11 15:26 | Stack Infra – Hayward Data Center – California | Stack Infra – Hayward Data Center – California | https://construction.globaldata.com/Projects/Overview/472460 | Execution | Parent | 100 | 2024 Q2 | 2025 Q4 | 2027 Q4 | North America | United States | California | Hayward | 26010 Eden Landing Road. | 94545 | Commercial & Leisure | Data Center | Data Center |  |  | Redevelopment | Onshore | Stack Infrastructure is undertaking the construction of a colocation data center in Hayward, California, the US. The project involves the construction of a 28,799m2, three-story data center on 4.45ha of land. It includes the construction of a substation and switching yard, 158m2, two accessory buildings, server rooms, demolition of existing buildings, and installation of cooling systems, safety and security systems. The facility will be operated on 100% renewable energy. It will be equipped with 28 diesel emergency generators. The project aims to demolish the vacant industrial office park into a data center. It will create 380 union construction jobs, 41 on‑site operations jobs, and 200 indirect jobs HKS Architecture is appointed as the architect, and HITT Contracting as a contractor. | 37.6278 | -122.1199 | The project involves the construction of a 28,799m2, three-story data center on 4.45ha of land at 26010 Eden Landing, Hayward, California, the US. The US$100 million project includes the following: 1. Construction of a substation and switching yard 2. Construction of 158m2 two accessory buildings 3. Construction of server rooms 4. Demolition of existing buildings 5. Installation of cooling systems 6. Installation of safety and security systems | Colocation Data Center; Green data center |  |  | February 2026 - Construction activities are underway. May 2025 - The project received approvals from the Hayward City Planning Commission. December 2024 - Planning activities are underway. Q2 2024 - Stack Infrastructure announced plans to build a data center in Hayward. | Project work on Schedule | 1 | Not Funded / Unconfirmed | Private | Stack Infrastructure | HITT Contracting Inc | Hks Architects P C
450453 | 450453 | 2026-02-11 15:18 | Portland Trust – Bucharest Data Center – Bucuresti | Portland Trust – Bucharest Data Center – Bucuresti | https://construction.globaldata.com/Projects/Overview/450453 | Pre-Design | Parent | 30 | 2023 Q1 | 2026 Q4 | 2028 Q3 | Europe | Romania | Bucuresti | Bucharest | Preciziei area | 61334 | Commercial & Leisure | Data Center | Data Center | Parking Facilities | Low | New | Onshore | Portland Trust (PT) is planning to construct a colocation data center in Bucharest, Romania. The project involves the construction of a 26,000m2 two-story data center on 4ha of land. It includes the construction of 23,700m2 data center space, 2,900m2 office space, a substation, server rooms, control rooms, 261 parking spaces, and the installation of safety and security systems. | 44.4267 | 25.9801 | The project involves the construction of a 26,000m2 two-story data center on 4ha of land in the Preciziei area of Bucharest, Romania. The US$30 million project includes the following: 1. Construction of 23,700m2 data center space 2. Construction of 2,900 office spaces 3. Construction of server rooms 4. Construction of control rooms 5. Construction of a substation 6. Construction of 261 parking spaces 7. Installation of safety and security systems | Colocation Data Center |  |  | February 2026 - Pre-design activities are underway. July 03, 2025 - Pre-design activities are underway. July 2024 - The project secured the planning approvals. Q1 2023 - PT announced plans to build a data center in Bucharest. | No Major Development | 0 | Not Funded / Unconfirmed | Private | Portland Trust s.r.o
421062 | 421062 | 2026-02-11 14:56 | Digital Realty – Zagreb ZAG2 Data Center – City of Zagreb | Digital Realty – Zagreb ZAG2 Data Center – City of Zagreb | https://construction.globaldata.com/Projects/Overview/421062 | Execution | Parent | 400 | 2023 Q2 | 2024 Q1 | 2026 Q4 | Europe | Croatia | City of Zagreb | Zagreb | Selska Cesta 93 | 10000 | Commercial & Leisure | Data Center | Data Center |  |  | New | Onshore | Digital Realty Trust Inc. is undertaking the construction of a colocation data center at Selska Cesta 93 in the City of Zagreb, Croatia. The project involves the construction of a data center with a capacity of 30MW. It includes the construction of data halls with racks, meeting rooms, office space, storage facilities and parking facilities, and the installation of power and cooling systems, safety and security systems. Construction works are scheduled to be completed in 2026. | 45.8036 | 15.9444 | The project involves the construction of a data center with a capacity of 30MW in the City of Zagreb, Croatia. The US$400 million project includes the following: 1. Construction of data halls with racks 2. Construction of meeting rooms 3. Construction of office space 4. Construction of storage facilities 5. Construction of parking facilities 6. Installation of power and cooling systems 7. Installation of safety and security systems | Colocation Data Center; Heating, ventilation and air conditioning (HVAC) |  |  | February 11, 2026 - We have not been able to obtain further updates on this project. We have retained the same project stage and amended the key dates accordingly. We will update the profile as soon as we obtain any new information. July 2025 - Construction activities are underway. March 2024 - Construction activities are underway. September 2023 - Digital Realty acquired a land parcel close to existing ZAG1 data center to expand its Zagreb campus. Q2 2023 - Digital Realty announced plans to expand its Zagreb campus. | Information Unavailable |  | Not Funded / Unconfirmed | Public | Digital Realty Trust Inc
525880 | 525880 | 2026-02-11 14:47 | EdgeConneX – Ballymakaily Data Center – Leinster | EdgeConneX – Ballymakaily Data Center – Leinster | https://construction.globaldata.com/Projects/Overview/525880 | Pre-Design | Parent | 41 | 2020 Q1 | 2026 Q4 | 2028 Q2 | Europe | Ireland | Leinster | Dublin | Ballymakaily, New Castle Road |  | Commercial & Leisure | Data Center | Data Center | Office Buildings | Low | New | Onshore | EdgeConneX is planning to undertake the construction of two data centers within the townland of Ballymakaily to the west of the Newcastle Road (R120), Lucan, Dublin. Ireland. The project involved the construction of 15,000m2, two single-story adjoining data centers. It includes the construction of data halls, server rooms, 2,404m2 single-story office space, a single-story goods receiving area, and the installation of equipment, solar PV panels, a water tower, sprinkler tank, safety and security systems. The facility will be powered by renewable energy and is equipped with 24 backup diesel generators for backup power. | 53.3289 | -6.4587 | The project involved the construction of 15,000m2, two single-story adjoining data centers in Dublin, Ireland. The US$41 million project includes the following: 1. Construction of data halls 2. Construction of server rooms 3. Construction of 2,404m2 single-story office space 4. Installation of equipment 5. Installation of safety and security systems 6. Installation of solar PV panels 7. Installation of water tower 8. Installation of sprinkler tank | Green data center |  |  | February 2026 - Pre-design activities are underway. August 2025 - Pre-design activities are underway. July 2025 - The project received approvals from An Coimisiun Pleanála. August 2023 - EdgeConneX lodged an appeal against South Dublin County Council's rejection of its data center proposal. January 2022 - The project received approvals from South Dublin County Council. February 2021 - EdgeConneX submitted the project plans. Q1 2020 - EdgeConneX announced plans for the construction of two data centers in Dublin. | No Major Development | 0 | Not Funded / Unconfirmed | Private | EdgeConneX Inc
512524 | 512524 | 2026-02-11 14:41 | Equinix – DA11 Data Center Phase III – Texas | Equinix – DA11 Data Center Phase III – Texas | https://construction.globaldata.com/Projects/Overview/512524 | Execution | Parent | 186 | 2022 Q4 | 2023 Q4 | 2026 Q2 | North America | United States | Texas | Dallas | 1990 North Stemmons Freeway | 75207 | Commercial & Leisure | Data Center | Data Center |  |  | New | Onshore | Equinix Inc. is undertaking the construction of a Tier IV colocation data center at 1990 North Stemmons Freeway in Dallas, Texas, the US. The project involves the construction of a data center with a consumption capacity of 20MW with 2,000 racks. It includes the construction of server rooms with racks, control rooms, an administrative space, storage space, meet-me rooms, and the installation of generators, equipment, and safety and security systems. The project is committed to operating on 100% renewable energy. It is equipped with N+2 configuration, reliable uninterruptible power supply (UPS) units, and diesel generators for backup power systems, utilising N+2 for the liquid chillers and computer room air handler units, and secured LEED certification. | 32.8011 | -96.8235 | The project involves the construction of a data center with a consumption capacity of 20MW with 2,000 racks in Dallas, Texas, the US. The US$186 million project includes the following: 1. Construction of server rooms with racks 2. Construction of control rooms 3. Construction of an administrative space 4. Construction of storage space 5. Construction of meet-me rooms 6. Installation of generators 7. Installation of equipment 8. Installation of safety and security systems | Colocation Data Center; Emergency power/Backup power; Green data center; Heating, ventilation and air conditioning (HVAC); LEED; Tier 4 Data Center |  |  | February 2026 - Construction activities are underway. July 2025 - Construction activities are underway. December 2024 - Construction activities are underway. Q4 2022 - Equinix announced plans to build a DA11 phase III data center in Dallas. | Project work on Schedule | 1 | Not Funded / Unconfirmed | Private | Equinix Inc
401766 | 401766 | 2026-02-11 14:19 | Amazon – Blackwell Road and Lee Highway Data Center – Virginia | Amazon – Blackwell Road and Lee Highway Data Center – Virginia | https://construction.globaldata.com/Projects/Overview/401766 | Planning | Parent | 550 | 2023 Q1 | 2026 Q4 | 2028 Q3 | North America | United States | Virginia |  | at the intersection of Blackwell Road and Lee Highway | 20186 | Commercial & Leisure | Data Center | Data Center |  | Low | New | Onshore | Amazon is planning to construct a data center in Warrenton, Virginia, the US. The project involves the construction of a 20,450m2 data center on 16ha of land. It includes the construction of server rooms, control rooms, and office space, and the installation of equipment and safety and security systems. Bohler Engineering provides land development consulting and site design services for the project. | 38.7278 | -77.793 | The project involves the construction of a 20,450m2 data center in Warrenton, Virginia, the US. The US$550 million project includes the following: 1. Construction of server rooms 2. Construction of control rooms 3. Construction of an office space 4. Installation of equipment 5. Installation of a safety and security system | Heating, ventilation and air conditioning (HVAC); Hyperscale Data Center | A data center is planned for construction at the intersection of Blackwell Road and Lee Highway in Warrenton. The project aims to build a center at the intersection of Lee Highway and Blackwell Road in Warrenton. It will be the third such location in Fauquier County for Amazon. The project is expected to bring economic benefits, particularly in terms of tax revenue, to the town. Amazon acquired this 41.7-acre vacant plot of land for $39.7m, equating to a valuation of $952k per acre. In December 2023, A court hearing was held to decide the outcome of a case filed by Citizens for Fauquier County and 10 residents regarding the controversial Amazon data center in Warrenton. |  | February 2026 - Planning activities are underway. December 2025 - Planning activities are underway. July 2025 - Planning activities are underway. September 2024 - Planning activities are underway. April 2024 - Site plan approvals received from Warrenton Town Council. January 2024 - Planning activities are underway. December 13, 2023 - The Fauquier County Circuit Court rejected a lawsuit filed by the nonprofit Citizens for Fauquier County and 10 residents against the town of Warrenton and Amazon Web Services. June 2023 - The project is facing opposite from the Anti-data center groups in Warrenton. February 16, 2023 - The project received a special-use approval from the Warrenton Town Council. August 2022 - The Warrenton Town Council approved an ordinance to allow a data center to be built. June 2022 - Amazon files application to build a data center in Warrenton. Q1 2022 - Amazon announces a plan for the construction of a data center in Fauquier County. | No Major Development | 0 | Not Funded / Unconfirmed | Private | Amazon.com Inc |  |  | Bohler Engineering;Ecs Mid-atlantic LLC
540032 | 540032 | 2026-02-11 14:18 | Nxdata – NXDATA 3 Data Center – Ilfov | Nxdata – NXDATA 3 Data Center – Ilfov | https://construction.globaldata.com/Projects/Overview/540032 | Execution | Parent | 55 | 2023 Q1 | 2024 Q4 | 2026 Q4 | Europe | Romania | Ilfov |  | 38 Bucharest Ring Road | 77180 | Commercial & Leisure | Data Center | Data Center |  |  | New | Onshore | NXDATA SRL is undertaking the construction of a Tier III colocation data center in Tunari, Ilfov, Romania. The project involves the construction of a data center with a consumption capacity of 5MW. It includes four data halls, a substation, conference rooms, break rooms, meet-me rooms, server rooms and parking spaces, and the installation of 640 racks and safety and security systems. Out of 5MW, 3MW is dedicated to customers with a floor area of 2,000m2. The facility is committed to operating on renewable energy and will feature a free cooling system with N+1 redundancy, ensuring optimal performance and efficiency with maximum reliability. Additionally, it has an option for racks with Direct-to-Chip Liquid Cooling Technology with a maximum 50kW IT load/rack. It will have a design PUE of 1.3. It will have N+N back-up generators and a scalable UPS. It is designed to meet ISO 27001 and ISO 9001 certifications. The construction works are scheduled to be completed in the fourth quarter of 2026. | 44.5388 | 26.129 | The project involves the construction of a 5,500m2 data center with a consumption capacity of 5MW in Tunari, Ilfov, Romania. The US$55 million project includes the following: 1. Construction of four data halls 2. Construction of conference rooms 3. Construction of break rooms 4. Construction of server rooms 5. Construction of a substation 6. Construction of meet-me rooms 7. Construction of parking spaces 8. Installation of UPS/generators 9. Installation of 640 racks 10. Installation of safety and security systems | Colocation Data Center; Green data center; Tier 3 Data Center |  | https://nxdata3.com/#technicalspecifications | October 2025 - Construction works are underway. Q4 2024 - Construction works commenced. Q1 2023 - NXDATA announced plans to build a data center in Romania. | Project work on Schedule | 1 | Not Funded / Unconfirmed | Private | Nxdata Srl
511361 | 511361 | 2026-02-11 14:18 | Hostdime – Maitland Data Center – Florida | Hostdime – Maitland Data Center – Florida | https://construction.globaldata.com/Projects/Overview/511361 | Execution | Parent | 60 | 2020 Q4 | 2021 Q2 | 2026 Q3 | North America | United States | Florida | Maitland | 1 Innovative Pl | FL 32751 | Commercial & Leisure | Data Center | Data Center |  |  | New | Onshore | Hostdime.com Inc. (HostDime) is undertaking the construction of a colocation Tier IV data center at 1 Innovative Pace in Maitland, Florida, the US. The project involves the construction of a seven-story 9,290m2 data center with a consumption capacity of 5MW. It includes the construction of a game room, a break room, a cafeteria, a quiet room, a fitness gym, a two-story floating sports court, office space, the installation of 1,000 racks, generators, and advanced safety and security systems. The facility is powered by Duke Energy Utility via two diverse substation feeds and features a 3N electrical power design, ensuring resilience against two consecutive system failures. It boasts a nearly 1MW solar farm installed on the rooftop, enhancing its sustainability. Cooling is managed through a hot and cold aisle containment strategy, supported by over 1,000 tons of cooling capacity and numerous high-powered AC units to maintain optimal operating conditions. Additionally, the facility is designed to withstand Category 5 hurricane conditions. It has been designed to meet HIPAA, PCI, SOC 2, ISO 27001/9001/27017, NIST, Tier IV, FedRAMP and FISMA certifications. Baker Barrios has been appointed as the architect, Robins & Morton as the main contractor, Innovations Design Group as the landscape architect, GAI Consultants Inc. as the civil engineer, McNamara Salvia Inc. as the structural engineer, and OCI Associates Inc. as the MEP consultant. Construction works commenced in April 2021 and are expected to be completed in 2025. | 28.6146 | -81.3857 | The project involves the construction of a seven-story 9,290m2 data center with the power consumption capacity of 5MW in Maitland, Florida, the US. The US$60 million project includes the following: 1. Construction of a game room 2. Construction of a break room 3. Construction of a cafeteria 4. Construction of a quiet room 5. Construction of a fitness gym 6. Construction of a two-story floating sports court 7. Construction of office space 8. Installation of rooftop solar panels 9. Installation of 1,000 racks 10. Installation of generators 11. Installation of advance safety and security systems | Colocation Data Center; Tier 4 Data Center |  |  | February 2026 - Construction works are underway. July 2025 - Construction works are underway. July 2024 - Construction works are underway. April 2021 - Construction work commenced. Q4 2020 - HostDime announced plans to build Orlando Tier IV data center facility. | Project work on Schedule | 1 | Not Funded / Unconfirmed | Private | Hostdime.Com Inc | Robins & Morton LLC | Baker Barrios Architects Inc;Innovations Design Group Inc | GAI Consultants Inc;McNamara Salvia Inc;OCI Associates Inc
503869 | 503869 | 2026-02-11 14:07 | Metavisio – Yeongwol Data Center – Gangwon-do | Metavisio – Yeongwol Data Center – Gangwon-do | https://construction.globaldata.com/Projects/Overview/503869 | Study | Parent | 865 | 2025 Q1 | 2026 Q4 | 2028 Q3 | Asia-Pacific | South Korea | Gangwon-do |  |  |  | Commercial & Leisure | Data Center | Data Center |  | Medium | New | Onshore | METAVISIO – THOMSON Computing (Metavisio) is planning to build a hyperscale data center in Yeongwol in Gangwon Province of South Korea. The project involves the construction of a data center with a consumption capacity of 260MW. It includes the construction of server rooms, control rooms, an administrative space, meeting rooms, and parking facilities, the installation of servers, electrical equipment, safety and security systems, cooling systems, and lighting systems. The facility draws power from the utility grid. In March 2025, Metavisio signed a memorandum of understanding (MoU) with BKB Energy Co Ltd to develop the project. | 37.1891 | 128.4592 | The project involves the construction of a data center with a consumption capacity of 260MW in Yeongwol in Gangwon Province of South Korea. The US$865 million project includes the following: 1. Construction of server rooms 2. Construction of control rooms 3. Construction of an administrative space 4. Construction of meeting rooms 5. Construction of parking facilities 6. Installation of servers 7. Installation of electrical equipment 8. Installation of safety and security systems 9. Installation of cooling systems 10. Installation of lighting systems | Heating, ventilation and air conditioning (HVAC); Hyperscale Data Center |  |  | February 11, 2026 - We have not been able to obtain further updates on this project. We have retained the same project stage and amended the key dates accordingly. We will update the profile as soon as we obtain any new information. April 2025 - Feasibility study is underway. March 2025 - Metavisio signed an MoU with BKB Energy to develop the project. Q1 2025 - Metavisio announced a plan to build a data center in Gangwon Province of South Korea. | Information Unavailable |  | Not Funded / Unconfirmed | Private | Metavisio SA
536915 | 536915 | 2026-02-11 13:57 | atNorth/ Crusoe – ICE02 Data Center Expanison – Capital Region | atNorth/ Crusoe – ICE02 Data Center Expanison – Capital Region | https://construction.globaldata.com/Projects/Overview/536915 | Planning | Parent | 100 | 2025 Q1 | 2027 Q2 | 2029 Q3 | Europe | Iceland | Capital Region | Reykjavik | close to Keflavik International Airport and 50km southwest of capital city Reykjavík |  | Commercial & Leisure | Data Center | Data Center |  | Medium | Expansion | Onshore | Crusoe and atNorth are planning to undertake the expansion of a Tier III colocation data center at Sjonaholl 6 near Keflavík in Reykjavik, Capital Region, Iceland. The project involves the construction of a data center with a consumption capacity of 24MW. It involves the construction of data halls, server rooms, an administrative space, and the installation of generators, Nvidia GB200 NVL72 systems, safety, and security systems. It will utilize 100% renewable energy sources, primarily from hydroelectric and geothermal power, and it will use a Direct Liquid to Chip (DLC) cooling system. This will be the second expansion at the 80MW ICE02 data center. The first expansion of the data center was completed in 2024, which included a 1,250m2 data center with a consumption capacity of 4MW on 2.5ha of land. This strategic expansion is designed to meet the surging demand for Crusoe Cloud services from customers of all sizes across Europe and North America. | 63.9647 | -22.5387 | The project involves the construction of a data center with a consumption capacity of 24MW in Reykjavik, Capital Region, Iceland. The US$100 million project includes the following: 1. Construction of data halls 2. Construction of server rooms 3. Construction of an administrative space 4. Installation of generators 5. Installation of Nvidia GB200 NVL72 systems 6. Installation of safety and security systems | Colocation Data Center; Green data center; Tier 3 Data Center |  |  | February 2026 - Planning activities are underway. August 2025 - Planning activities are underway. Q1 2025 - Crusoe and atNorth announced plans for the construction of a data center in Reykjavik. | No Major Development | 0 | Not Funded / Unconfirmed | Private | atNorth ehf;Crusoe Energy Systems LLC
479016 | 479016 | 2026-02-11 13:47 | Key Point DC – Sverdlovsk Data Center Network – Sverdlovsk | Key Point DC – Sverdlovsk Data Center Network – Sverdlovsk | https://construction.globaldata.com/Projects/Overview/479016 | Execution | Parent | 36 | 2023 Q1 | 2023 Q4 | 2026 Q4 | Europe | Russia | Sverdlovsk |  | In Craft Industrial Park. | 620085 | Commercial & Leisure | Data Center | Data Center |  |  | New | Onshore | Key Point is undertaking the construction of a data center in the Craft Industrial Park, Yekaterinburg, Sverdlovsk Region, Russia. The project involves the construction of a data center building on a 6,500m2 area with a capacity of 11.0 MW and IT power of 6.2 MW, 880 IT racks, server rooms, an administrative building and parking facilities, and the installation of mechanical equipment, power facilities, cooling, safety, and security systems. The project will be implemented in two stages: the construction of the first stage is scheduled to be completed in 1Q 2026, and the entire project in 2026. Free Technologies Engineering LLC has been appointed as the contractor. | 56.7785 | 60.5689 | The project involves the construction of a data center on 60ha of land with a capacity of 11.0 MW and IT power of 6.2 MW in the Craft Industrial Park, Yekaterinburg, Sverdlovsk Region, Russia. The US$36 million project includes the following: 1. Construction of 880 IT racks 2. Construction of server rooms 3. Construction of an administrative building 4. Construction of parking facilities 5. Installation of mechanical equipment 6. Installation of power facilities 7. Installation of cooling systems 8. Installation of safety systems 9. Installation of security systems |  |  |  | February 2026 - Construction activities are underway. June 2025 - Construction activities are underway. Q1 2025 - Construction activities are underway. July 2024 - Construction activities are underway. Q4 2023 - Construction activities were commenced on the project. August 2023 - Free Technologies Engineering LLC has been appointed as the contractor. January 2023 - Key Point announced plans to undertake the construction of a data center in the Craft industrial park in the Sverdlovsk Region. | Project work on Schedule | 1 | Not Funded / Unconfirmed | Private | Key Point Data Center | Free Technologies Engineering
449832 | 449832 | 2026-02-11 09:07 | Northeast Precast – Vineland Data Center Campus – New Jersey | Northeast Precast – Vineland Data Center Campus – New Jersey | https://construction.globaldata.com/Projects/Overview/449832 | Execution | Parent | 1000 | 2023 Q1 | 2025 Q3 | 2030 Q1 | North America | United States | New Jersey | Vineland |  |  | Commercial & Leisure | Data Center | Data Center | Office Buildings; Parking Facilities |  | New | Onshore | Northeast Precast LLC (Northeast Precast) is undertaking to construct a data center campus in Vineland, New Jersey, the US. The project involves the construction of a 245,264m2 data center campus. It will be developed in four phases. It involves the construction of six, two-story data center buildings, a four-story, office building, a four-story parking garage and the installation of air-cooling systems. | 39.4862 | -75.0257 | The project involves the construction of a 245,264m2 data center campus in Vineland, New Jersey, the US. The US$1,000 million project includes the following: 1. Construction of six, two-story data center buildings 2. Construction of a four-story, office building 3. Construction of a four-story parking garage 4. Installation of air-cooling systems | Heating, ventilation and air conditioning (HVAC) |  |  | February 2026 - Construction activities are underway. July 2025 - Construction activities are commenced. June 2025 - Pre-design works are underway. June 2024 - The City of Vineland approved a final site plan for the project. Q1 2023 - Northeast Precast announced plans to build a data center campus in Vineland. | Project work on Schedule | 1 | Not Funded / Unconfirmed | Private | Northeast Precast
368499 | 368499 | 2026-02-10 18:32 | Long Drive Land – Loudoun County Data Center Development – Virginia | Long Drive Land – Loudoun County Data Center Development – Virginia | https://construction.globaldata.com/Projects/Overview/368499 | Planning | Parent | 120 | 2022 Q1 | Awaiting Confirmation |  | North America | United States | Virginia |  | Loudoun County |  | Commercial & Leisure | Data Center | Data Center |  | Low | New | Onshore | Long Drive Land Company LLC (LDLC) is planning to construct a data center in Virginia, the US. The project involves the construction of a 63,676m2 data center on 16.11ha of land. It includes the construction of a server room, meeting rooms, an administrative building, a cafeteria and parking facilities and the installation of safety and security systems. | 39.0985 | -77.6705 | The project involves the construction of a 63,676m2 data center on 16.11ha of land in Virginia, the US. The US$120 million project includes the following: 1. Construction of a server room 2. Construction of meeting rooms 3. Construction of an administrative building 4. Construction of a cafeteria 5. Construction of parking facilities 6. Installation of safety and security systems | Heating, ventilation and air conditioning (HVAC) |  |  | February 10, 2026 - We have not been able to obtain further updates on this project. We have retained the same project stage and amended the key dates accordingly. We will update the profile as soon as we obtain any new information. August 29, 2025 - We have not been able to obtain further updates on this project. We have retained the same project stage and amended the key dates accordingly. We will update the profile as soon as we obtain any new information. December 26, 2024 - We have not been able to obtain further updates on this project. We have retained the same project stage and amended the key dates accordingly. We will update the profile as soon as we obtain any new information. February 21, 2024 - We have not been able to obtain further updates on this project. We have retained the same project stage and amended the key dates accordingly. We will update the profile as soon as we obtain any new information. March 2023 - Planning activities are underway. April 2022 - Planning activities are underway. Q1 2022 - LDLC announced plan for a data center in Loudoun County. | Information Unavailable |  | Not Funded / Unconfirmed | Private | Long Drive Land Co LLC
472255 | 472255 | 2026-02-10 18:26 | Dc Blox DC – Montgomery MGM1 Data Center – Alabama | Dc Blox DC – Montgomery MGM1 Data Center – Alabama | https://construction.globaldata.com/Projects/Overview/472255 | Execution | Parent | 30 | 2024 Q3 | 2025 Q3 | 2027 Q4 | North America | United States | Alabama | Montgomery | 7610 Bill Joseph Parkway, Hope Hull | 36043 | Commercial & Leisure | Data Center | Data Center |  |  | New | Onshore | DC BLOX is undertaking the construction of a hyperscale data center in Montgomery, Alabama, the US. The project involves the construction of a 7,432m2 data center with a capacity of 5MW. It includes server rooms, meeting rooms, an administrative space, parking facilities, the installation of equipment and cooling systems, and safety and security systems. The data center has the potential to scale up to 40MW. | 32.2671 | -86.3529 | The project involves the construction of a 7,432m2 data center with a capacity of 5MW in Montgomery, Alabama, the US. The US$30 million project includes the following: 1. Construction of server rooms 2. Construction of meeting rooms 3. Construction of an administrative space 4. Construction of parking facilities 5. Construction of an on-site substation 6. Installation of cooling systems 7. Installation of safety and security systems | Hyperscale Data Center |  |  | February 2026 - Construction works are underway. July 2025 - Planning activities are underway. December 2024 - Planning activities are underway. August 2024 - DC Blox announced plans to build a data center in Montgomery. | Project work on Schedule | 1 | Not Funded / Unconfirmed | Private | Dc Blox Data Centers
441905 | 222416 | 2026-02-10 18:09 | DataVolt/ Neom – NEOM City: Oxagon: AI Data Center Campus: 360MW Data Centre (Phase 1) – Saudi Arabia | Neom – NEOM City Development Program – Tabuk | https://construction.globaldata.com/Projects/Overview/441905 | Tender | Sub-Sub | 5000 | 2023 Q3 | 2026 Q3 | 2028 Q4 | Middle East and Africa | Saudi Arabia |  |  |  |  | Commercial & Leisure | Data Center | Data Center |  | High | New | Onshore | DataVolt, a wholly owned subsidiary of Vision Invest, and Saudi Arabian NEOM, is planning to undertake the construction of a fully sustainable AI data center located in Oxagon, the industrial city within NEOM, Tabuk, Saudi Arabia. The planned data centers are engineered "for minimal environmental impact and optimal efficiency, empowering businesses in today's distributed hybrid IT landscape with agile and eco-friendly solutions" and are expected to have a capacity exceeding 360MW. The project involves the construction of data centers with a capacity of 360MW. It also includes the construction of server rooms, control rooms, security systems, the installation of electrical equipment, safety, and security equipment. In February 2025, The client has signed an agreement with DataVolt to develop the project. The project is in the study stage. In January 2026, The main contract bids are currently under evaluation and is expected to be awarded in a month. The main contract is yet to be awarded. | 24.72 | 45.5737 | DataVolt, a wholly owned subsidiary of Vision Invest, and Saudi Arabian NEOM, is planning to undertake the construction of a fully sustainable AI data center located in Oxagon, the industrial city within NEOM, Tabuk, Saudi Arabia. The planned data centers are powered entirely by renewable energy and use liquid cooling, engineered "for minimal environmental impact and optimal efficiency, empowering businesses in today's distributed hybrid IT landscape with agile and eco-friendly solutions" and are expected to have a capacity exceeding 360MW. The US$5000 million project includes the following: 1. Construction of Tier III data centers (360MW) 2. Construction of server rooms 3. Construction of control rooms 4. Installation of security systems 5. Installation of electrical equipment 6. Installation of safety and security equipment | Heating, ventilation and air conditioning (HVAC); Hyperscale Data Center; Sustainable Building | Data Centers is being planned to be developed across the Kingdom of Saudi Arabia. The project is part of the NEOM City Development Program. |  | February 2026 - The main contract is yet to be awarded. January 2026 - The main contract bids are currently under evaluation and it is expected to be awarded in a month. September 2025 - The client has signed a memorandum of understanding (MoU) with LG Electronics to provide cooling solutions for the project. February 2025 - The client has signed an agreement with DataVolt to develop the project. March 11, 2024 - The project is in early stage of development. | Major Tender Work in Progress | 2 | Not Funded / Unconfirmed | Private | DataVolt;Neom Co
525696 | 525696 | 2026-02-10 18:03 | DataBank – MCI3 Data Center Expansion – Kansas | DataBank – MCI3 Data Center Expansion – Kansas | https://construction.globaldata.com/Projects/Overview/525696 | Construction Complete | Parent | 120 | 2023 Q3 | 2024 Q2 | 2025 Q4 | North America | United States | Kansas | Lenexa | 11200 Lakeview Avenue | 66219 | Commercial & Leisure | Data Center | Data Center |  |  | Expansion | Onshore | DataBank Ltd (DataBank) has undertaken the expansion of the MCI3 data center located at 11200 Lakeview Avenue in Lenexa, Kansas, the US. The project involved the construction of a 4,180m2 data center with a power consumption capacity of 6MW. It included the construction of three data halls with racks, meeting rooms, office space, and storage facilities, and the installation of power and cooling systems, safety and security systems. The facility utilizes a 2N power distribution and N+1 cooling architecture. SiTESPAN LLC has been appointed as the contractor. | 38.9536 | -94.7336 | The project involved expanding existing MCI3 data center in Lenexa, Kansas, the US. The US$120 million project included the following: 1. Construction of three data halls with racks 2. Construction of meeting rooms 3. Construction of office space 4. Construction of storage facilities 5. Installation of power and cooling systems 6. Installation of safety and security systems |  |  |  | Q4 2025 - Construction completed. August 2025 - Construction works are nearing completion. May 2025 - Construction works are underway. June 2024 - Construction work commenced. September 2023 - DataBank announced plans to expand MCI3 data center in Kansas City. | Construction Completed | 5 | Not Funded / Unconfirmed | Private | DataBank Ltd | SiTESPAN LLC
491516 | 371117 | 2026-02-10 17:48 | Oaktree Capital Mgmt/ Stack Infra – TKY01 Data Center Campus: TKY01B – Chiba | Oaktree Capital Mgmt/ Stack Infra – TKY01 Data Center Campus – Chiba | https://construction.globaldata.com/Projects/Overview/491516 | Execution | Sub | 200 | 2024 Q3 | 2026 Q1 | 2029 Q1 | Asia-Pacific | Japan | Chiba | Chiba | 1-2-2 Hara, Inzai City | 270-1335 | Commercial & Leisure | Data Center | Data Center |  |  | New | Onshore | STACK Infrastructure, in a JV with Oaktree Capital Management, L.P. (OCM), is undertaking the construction of a hyperscale data center in Inzai, Chiba, Japan. The project involves the construction of a 35.31m high, 17,002m2 four-story data center on 1.05ha of land. It includes the construction of server rooms, meeting rooms, administrative facilities, office space, storage facilities, parking facilities, the installation of an air cooling system, and safety and security systems. The project will be powered by Tokyo electric power company. It will be equipped with N+1 UPS systems and generators and use N+1 air-cooled chillers, and It aims for certifications like ISO 27001 and SSAE18. Nikken Sekkei Ltd has been appointed as the design consultant, and Takenaka Corporation as a contractor. In February 2026, construction work commenced, and it is scheduled for completion in the fourth quarter of 2027. | 35.8021 | 140.1574 | The project involves the construction of a 35.31m high, 17,002m2 four-story data center on 1.05ha of land in Inzai, Chiba, Japan. The US$200 million project includes the following: 1. Construction of server rooms 2. Construction of administrative facilities 3. Construction of distribution rooms 4. Construction of an office space 5. Construction of a cafeteria 6. Construction of parking facilities 7. Installation of an air cooling systems 8. Installation of safety and security systems | Heating, ventilation and air conditioning (HVAC); Hyperscale Data Center |  |  | February 2026 - Construction work is underway. February 2026 - Groundbreaking ceremony held, marking the commencement of the project. November 25, 2025 - We have not been able to obtain further updates on this project. We have retained the same project stage and amended the key dates accordingly. We will update the profile as soon as we obtain any new information. March 2025 - Design activities are underway. Q3 2024 - STACK and OCM announced plans to build a data center in Inzai. | Project work on Schedule | 1 | Not Funded / Unconfirmed | Private | Oaktree Capital Management LP;Stack Infrastructure | Takenaka Corp | Nikken Sekkei Ltd
525198 | 525198 | 2026-02-10 17:47 | Equinix – CH2 Phase II Data Center – Illinois | Equinix – CH2 Phase II Data Center – Illinois | https://construction.globaldata.com/Projects/Overview/525198 | Execution | Parent | 47 | 2023 Q1 | 2024 Q3 | 2026 Q3 | North America | United States | Illinois | Chicago | 350 E Cermak Rd | 60616 | Commercial & Leisure | Data Center | Data Center |  |  | New | Onshore | Equinix is undertaking the construction of a colocation data center at 350 East Cermak Road, Chicago, Illinois, the US. The project involves the construction of a 2,420m2 data center with 575 racks. It includes the construction of server rooms with racks, control rooms, an administrative space, storage space, meet-me rooms, and the installation of generators, air conditioning, safety and security systems. The project is committed to operating on 100% renewable energy. It is equipped with N+1 configuration, reliable uninterruptible power supply (UPS) units, and diesel generators for backup power systems, utilising N+2 for the liquid chillers and computer room air handler units. | 41.8536 | -87.6211 | The project involves the construction of a 2,420m2 data center with 575 racks in Chicago, Illinois, the US. The US$47 million project includes the following: 1. Construction of server rooms with racks 2. Construction of control rooms 3. Construction of an administrative space 4. Construction of storage space 5. Construction of meet-me rooms 6. Installation of generators 7. Installation of equipment 8. Installation of advanced cooling systems 9. Installation of safety and security systems | Colocation Data Center; Emergency power/Backup power; Green data center |  |  | February 10, 2026 - We have not been able to obtain further updates on this project. We have retained the same project stage and amended the key dates accordingly. We will update the profile as soon as we obtain any new information. August 2025 - Construction works are nearing completion. May 2025 - Construction activities are underway. December 2024 - Construction activities are underway. Q1 2023 - Equinix announced plans to build a data center in Chicago. | Information Unavailable |  | Not Funded / Unconfirmed | Private | Equinix Inc
418637 | 418637 | 2026-02-10 17:18 | AWS – Potomac Church Tech Center – Virginia | AWS – Potomac Church Tech Center – Virginia | https://construction.globaldata.com/Projects/Overview/418637 | Execution | Parent | 1000 | 2023 Q1 | 2025 Q1 | 2028 Q2 | North America | United States | Virginia |  | along Old Potomac Road near the intersection of South Campus Boulevard in Stafford County | 22554 | Commercial & Leisure | Data Center | Data Center | Parking Facilities |  | New | Onshore | Amazon Web Services Inc. (Amazon Web Svcs) is undertaking the construction of a hyperscale data center campus in Stafford County, Virginia, the US. The project involves the construction of a 47,380m2, 19m-high data center campus on 20ha of land. It also includes the construction of two two-story buildings, a substation, server rooms, 30 parking spaces, and the installation of generators, cooling systems, and safety and security systems. Bowman Consulting Group Ltd has been appointed as the planner and the civil engineer, Penney Design Group as the design consultant, Kimley-Horn and Associates Inc as the landscape architect, and R. Christopher Goodwin & Associates Inc as a Archaeological Consultant. The facility will use potable water for the facility. | 38.4056 | -77.4062 | The project involves the construction of a 47,380m2, 19m-high data center campus on 20ha of land in Stafford County, Virginia, the US. The US$1,000 million project includes the following: 1. Construction of two two-story buildings 2. Construction of a substation 3. Construction of server rooms 4. Construction of 30 parking spaces 5. Installation of generators 6. Installation of cooling systems 7. Installation of safety and security systems | Heating, ventilation and air conditioning (HVAC); Hyperscale Data Center | A data center campus is being developed at Old Potomac Church Road, near U.S. 1 and Stafford Hospital. The project aims to build a data center campus on an undeveloped site to expand the data center facilities to meet the demand in the region. Earlier, the site was rezoned from A-1 Agricultural for a medical clinic in 2009, but never developed. |  | February 2026 - Construction activities are underway. July 2025 - Construction activities are underway. September 2024 - Planning activities are underway. November 2023 - The project received the rezoning approvals from Stafford County. September 2023 - Amazon has filed a rezoning request to Stafford County. Q1 2023 - Amazon Web Services Inc. proposed plans to build the Potomac Church Tech Center in Stafford County. | Project work on Schedule | 1 | Not Funded / Unconfirmed | Private | Amazon Web Services Inc |  | Kimley-Horn and Associates Inc;Penney Design Group LLC | Bowman Consulting Group Ltd;R. Christopher Goodwin & Associates Inc
410569 | 410569 | 2026-02-10 16:59 | Univ of Minnesota – Minneapolis Advanced Operations Center – Minnesota | Univ of Minnesota – Minneapolis Advanced Operations Center – Minnesota | https://construction.globaldata.com/Projects/Overview/410569 | Execution | Parent | 73 | 2022 Q1 | 2024 Q2 | 2026 Q2 | North America | United States | Minnesota | Minneapolis | on the East Bank campus, near the Lions Research Building and northwest of Huntington Bank Stadium | 55455 | Commercial & Leisure | Data Center | Data Center |  |  | New | Onshore | The University of Minnesota (UMN) is undertaking the construction of an enterprise data center in Minneapolis, Minnesota, the US. The site is situated at the north end of East Bank parking lot C33, northwest of Huntington Bank Stadium and west of the Lions Research Building. The project involves the construction of a 3,159m2, two-story advanced operations center. It includes the construction of server rooms, office rooms, control rooms, storage rooms and a loading dock, and the installation of mechanical cooling systems and power backup systems. DLR Group has been appointed as the design consultant and McGough Construction as the contractor. Construction works are scheduled to be completed in the second quarter of 2026. | 44.9799 | -93.2264 | The project involves the construction of a 3,159m2 two-story data center in Minneapolis, Minnesota, the US. The US$73 million project includes the following: 1. Construction of server rooms 2. Construction of office rooms 3. Construction of control rooms 4. Construction of storage rooms 5. Construction of a loading dock 6. Installation of mechanical cooling systems 7. Installation of power backup systems | Emergency power/Backup power; Enterprise Data Center |  |  | February 2026 - Construction works are underway. August 21, 2025 - We have not been able to obtain further updates on this project. We have retained the same project stage and amended the key dates accordingly. We will update the profile as soon as we obtain any new information. November 2024 - Construction works are underway. June 2024 - Construction works commenced. June 2023 - Planning activities are underway. Q1 2022 - UMN announced plans to build a data center in Minneapolis. | Project work on Schedule | 1 | Not Funded / Unconfirmed | Public | University of Minnesota | McGough Construction Co LLC | DLR Group
510128 | 510128 | 2026-02-10 16:46 | Aligned – PHX07 Data Center – Arizona | Aligned – PHX07 Data Center – Arizona | https://construction.globaldata.com/Projects/Overview/510128 | Execution | Parent | 250 | 2024 Q1 | 2024 Q3 | 2026 Q2 | North America | United States | Arizona | Phoenix | 8785 N Reems Rd | 85355 | Commercial & Leisure | Data Center | Data Center |  |  | New | Onshore | Aligned Data Centers is undertaking the construction of a hyperscale data center in Phoenix, Arizona, the US. The project involves the construction of a 41,992m2 data center. It includes the construction of server rooms, meeting rooms, administrative space and parking facilities, and the installation of equipment and safety and security systems. Layton Construction Co LLC has been appointed as the main contractor, and STO Building Group as the project management consultant. | 33.4484 | -112.074 | The project involves the construction of a 41,992m2 data center in Phoenix, Arizona, the US. The US$250 million project includes the following: 1. Construction of server rooms 2. Construction of meeting rooms 3. Construction of administrative space 4. Construction of parking facilities 5. Installation of equipment 6. Installation of safety and security systems | Heating, ventilation and air conditioning (HVAC); Hyperscale Data Center |  |  | February 2026 - Construction works are underway. June 2025 - Construction works are nearing completion. January 2025 - Construction works are underway. Q1 2024 - Aligned Data Centers announced plans to build a data center in Phoenix. | Project work on Schedule | 1 | Not Funded / Unconfirmed | Private | Aligned Data Centers | Layton Construction Co LLC |  | STO Building Group
448505 | 448505 | 2026-02-10 16:45 | Vemerald – Davenport Data Center Campus – Iowa | Vemerald – Davenport Data Center Campus – Iowa | https://construction.globaldata.com/Projects/Overview/448505 | Planning | Parent | 800 | 2023 Q1 | 2026 Q4 | 2028 Q3 | North America | United States | Iowa | Davenport | at the northwest corner of Hillandale Road and Enterprise Way | 52748 | Commercial & Leisure | Data Center | Data Center |  | Low | New | Onshore | Vemerald LLC (Vemerald), a subsidiary of Meta, is planning to build a data center campus at the northwest corner of Hillandale Road and Enterprise Way in Iowa, the US. The project involves the construction of a 66,426m2, two-building data center campus on 132.7ha of land. It includes the construction of two data halls, server rooms and control rooms, and the installation of safety and security systems. The facility will utilize a water cooling system. The project is subject to receiving financial support from the State of Iowa High Quality Jobs Program. The Iowa Economic Development Authority board granted the financial provision, which permits Vemerald a 60 percent property tax exemption for 20 years. | 41.6214 | -90.6186 | The project involves the construction of a 66,426m2, two-building data center campus on 132.7ha of land in Davenport, Iowa, the US. The US$800 million project includes the following: 1. Construction of two data halls 2. Construction of ancillary facilities 3. Construction of server rooms 4. Construction of control rooms 5. Installation of safety and security systems | Heating, ventilation and air conditioning (HVAC); Hyperscale Data Center |  |  | February 2026 - The project is facing public opposition due to environmental concerns. June 16, 2025 - We have not been able to obtain further updates on this project. We have retained the same project stage and amended the key dates accordingly. We will update the profile as soon as we obtain any new information. July 2024 - Planning activities are underway. May 2024 - Planning activities are underway. Q1 2023 - Vemerald announced plans for the construction of a data center in Davenport, Iowa. | Construction / Process obligation occurred | -3 | Not Funded / Unconfirmed | Private | Vemerald LLC
426439 | 426439 | 2026-02-10 16:44 | Amazon – Portage Data Center – Indiana | Amazon – Portage Data Center – Indiana | https://construction.globaldata.com/Projects/Overview/426439 | Planning | Parent | 87 | 2023 Q2 | 2027 Q1 | 2028 Q3 | North America | United States | Indiana | Portage | Port business park | 46368 | Commercial & Leisure | Data Center | Data Center |  | Low | New | Onshore | Amazon.com Inc (Amazon) is planning to construct a data center at the Port Business Park in AmeriPlex, Portage, Indiana, the US. The project involves the construction of a data center. It includes the construction of server rooms, meeting rooms, control rooms, an administrative space, and a parking facility, and the installation of safety and security systems. , | 41.6095 | -87.1698 | The project involves the construction of a data center in AmeriPlex, Portage, Indiana, the US. The US$87 million project includes the following: 1. Construction of server rooms 2. Construction of meeting rooms 3. Construction of control rooms 4. Construction of an administrative space 5. Construction of a parking facility 6. Installation of safety and security systems | Hyperscale Data Center |  |  | February 2026 - Planning activities are underway. May 12, 2025 - We have not been able to obtain further updates on this project. We have retained the same project stage and amended the key dates accordingly. We will update the profile as soon as we obtain any new information. August 2024 - Planning activities are underway. January 2024 - Planning activities are underway. Q2 2023 - Amazon announced plans to build data center in Portage. | No Major Development | 0 | Not Funded / Unconfirmed | Private | Amazon.com Inc
525616 | 525616 | 2026-02-10 16:38 | DCI/ Koramco Reits – Seonggok-dong Data Center – Gyeonggi-do | DCI/ Koramco Reits – Seonggok-dong Data Center – Gyeonggi-do | https://construction.globaldata.com/Projects/Overview/525616 | Pre-Design | Parent | 121 | 2022 Q2 | 2026 Q3 | 2028 Q4 | Asia-Pacific | South Korea | Gyeonggi-do | Ansan-si | Seonggok-dong | 15481 | Commercial & Leisure | Data Center | Data Center |  | Low | New | Onshore | DCI Data Centers and Koramco are planning to undertake the construction of a hyperscale data center at the Sihwa National Industrial Complex in Seonggok-dong, Ansan, South Korea. The project involves the construction of a five-story, 26,871m2 data center with a consumption capacity of 40MW on 1ha of land. It involves the construction of data halls, server rooms, an administrative space, and the installation of equipment, safety and security systems. In 2023, the project received approvals. The Korea Electric Power Corporation will provide the power for the facility. This facility represents a significant step in our regional expansion in key focused markets in APAC. It is designed specifically to meet the needs of AI and cloud-first workloads. The project will be completed in 2028. | 37.3154 | 126.7472 | The project involves the construction of a five-story, 26,871m2 data center with a consumption capacity of 40MW on 1ha of land in Ansan, South Korea. The US$121 million project includes the following: 1. Construction of data halls 2. Construction of server rooms 3. Construction of an administrative space 4. Installation of equipment 5. Installation of safety and security systems | Heating, ventilation and air conditioning (HVAC); Hyperscale Data Center |  |  | February 2026 - Pre-design activities are underway. August 2025 - Pre-design activities are underway. October 2024 - Pre-design activities are underway. Q2 2022 - DCI Data Centers and Koramco announced plans for the construction of a data center in Ansan. | No Major Development | 0 | Not Funded / Unconfirmed | Private | Koramco Life Infra REIT Co Ltd;NineZero DC Management I Pty Ltd
405583 | 405583 | 2026-02-10 16:25 | Equinix – DA11 Data Center Expansion – Texas | Equinix – DA11 Data Center Expansion – Texas | https://construction.globaldata.com/Projects/Overview/405583 | Construction Complete | Parent | 180 | 2022 Q4 | 2023 Q2 | 2023 Q4 | North America | United States | Texas | Dallas | 1990 North Stemmons Freeway | 75207 | Commercial & Leisure | Data Center | Data Center | Office Buildings |  | Expansion | Onshore | Equinix has undertaken the expansion of the colocation DA11 data center in Dallas, Texas, the US. The project involved the construction of 19,603m2 data center space. It included the construction of data halls with racks, storage facilities, and the installation of power and cooling systems, safety and security systems. The facility draws power from the utility grid. It utilises water cooled chiller skids with built in pumps cooling system with N+2 redundancy. It will have a dual N+2 UPS and N+2 diesel generators for power backup. DPR Construction has been appointed as a contractor. Construction works have been completed in the fourth quarter of 2023. | 32.802 | -96.82 | The project involved the expansion of the DA11 data center located adjacent to the Infomart building at 1990 North Stemmons Freeway in Dallas, Texas, the US. The US$180 million project included the following: 1. Construction of 19,603m2 data center space 2. Construction of office space 3. Construction of data halls with racks 4. Construction of storage facilities 5. Installation of power and cooling systems 6. Installation of security systems | Colocation Data Center |  |  | October 2023 - Construction works have been completed. April 2023 - Construction activities are underway. Q4 2022 - Equinix announced plans to expand the DA11 data center in Texas. | Construction Completed | 5 | Not Funded / Unconfirmed | Private | Equinix Inc | DPR Construction Inc
536242 | 536242 | 2026-02-10 15:54 | Colovore – RN01 Data Center – Nevada | Colovore – RN01 Data Center – Nevada | https://construction.globaldata.com/Projects/Overview/536242 | Execution | Parent | 300 | 2024 Q1 | 2025 Q1 | 2026 Q3 | North America | United States | Nevada | Reno | 100 Italy Dr, Sparks | 89437 | Commercial & Leisure | Data Center | Data Center |  |  | New | Onshore | Colovore LLC is undertaking the construction of a tier IV, colocation data center called "RN01" in Reno, Nevada, the US. The project involves the construction of a data center with a consumption capacity of 20MW. It includes data halls, racks, a substation, conference rooms, break rooms, meet-me rooms, server rooms and parking spaces, and the installation of safety and security systems. The facility has been committed to operating on a utility grid from Nevada Energy. It utilises a liquid cooling system. It will have UPS and a generator for power backup. It will support AI accelerator systems with rack densities up to 250kW. Devcon Construction Inc has been appointed as the contractor, Tectonics Design Group as the architect, Ware Malcomb as the design consultant, Simpson Gumpertz & Heger Inc and Universal Engineering Sciences LLC (UES) as the consulting engineers and Ellis Partners LLC as the associated developer for the project. In February 2025, the construction works commenced. | 39.5315 | -119.4808 | The project involves the construction of a data center with a consumption capacity of 20MW in Reno, Nevada, the US. The US$300 million project includes the following: 1. Construction of data halls 2. Construction of conference rooms 3. Construction of break rooms 4. Construction of server rooms 5. Construction of a substation 6. Construction of meet-me rooms 7. Construction of parking spaces 8. Installation of UPS/generators 9. Installation of safety and security systems | Colocation Data Center; Heating, ventilation and air conditioning (HVAC); Tier 4 Data Center |  |  | February 2026 - Construction works are underway. August 2025 - Construction works are underway. February 2025 - Construction works commenced. Q1 2024 - Colovore announced plans to build a data center in Reno. | Project work on Schedule | 1 | Not Funded / Unconfirmed | Private | Colovore LLC | Devcon Construction Inc | Tectonics Design Group;Ware Malcomb | Simpson Gumpertz & Heger Inc;Universal Engineering Sciences LLC
465420 | 465420 | 2026-02-10 15:25 | Oppidan – North Loop Drive Data Center – Texas | Oppidan – North Loop Drive Data Center – Texas | https://construction.globaldata.com/Projects/Overview/465420 | Planning | Parent | 27 | 2022 Q1 | 2027 Q1 | 2028 Q4 | North America | United States | Texas | El Paso | 9879 North Loop Drive | TX 79907 | Commercial & Leisure | Data Center | Data Center |  | Low | New | Onshore | Oppidan is planning to construct a colocation data center in El Paso, Texas, the US. The project involves the construction of a 5,173m2, 5MW data center. It includes the construction of meeting rooms, an administrative space, parking facilities, and the installation of generators, cooling systems, and safety and security systems. Hunt Eastlake Industrial, LLC has been appointed as an associated developer. | 31.7587 | -106.4869 | The project involves the construction of a 5,713m2, 5MW data center in El Paso, Texas, the US. The US$27 million project includes the following: 1. Construction of meeting rooms 2. Construction of an administrative space 3. Construction of parking facilities 4. Installation of generators 5. Installation of cooling systems 6. Installation of safety and security systems | Colocation Data Center |  |  | February 2026 - Planning activities are underway. August 2025 - Planning activities are underway. September 2024 - The filing application was submitted to the Texas Department of Licensing and Regulation (TDLR) to construct the project. August 2023 - Planning activities are underway. June 2022 - The project received the rezoning approvals. April 2022 - The rezoning and planning application was submitted to the City of El Paso. Q1 2022 - Oppidan announced plans to build a data center in El Paso. | No Major Development | 0 | Not Funded / Unconfirmed | Private | Oppidan
509969 | 509969 | 2026-02-10 15:14 | APR Energy – Pampa Data Center Campus – Texas | APR Energy – Pampa Data Center Campus – Texas | https://construction.globaldata.com/Projects/Overview/509969 | Pre-Design | Parent | 700 | 2025 Q1 | 2027 Q1 | 2030 Q1 | North America | United States | Texas | Pampa |  |  | Commercial & Leisure | Data Center | Data Center |  | Low | New | Onshore | APR Energy is planning to build a colocation data center in Pampa, Texas, the US. The project involves the construction of a data center with a capacity of 400MW on 323.7ha of land. It also includes the construction of server rooms, meeting rooms, an administrative space, parking facilities, installation of cooling systems, and safety and security systems. The facility will be powered by on-site natural gas turbines, and it is expected to consume 1.5 million gallons of water per day. | 35.5362 | -100.9599 | The project involves the construction of a data center with a capacity of 400MW on 323.7ha of land in Pampa, Texas, the US. The US$700 million project includes the following: 1. Construction of server rooms 2. Construction of meeting rooms 3. Construction of an administrative space 4. Construction of parking facilities 5. Installation of cooling systems 6. Installation of safety and security systems | Colocation Data Center; Heating, ventilation and air conditioning (HVAC) |  |  | February 2026 - Pre-design activities are underway. June 2025 - The project received approvals from the Pampa Chamber of Commerce and the Pampa Economic Development Corporation. Q1 2025 - APR Energy announced plans to build a data center in Texas. | No Major Development | 0 | Not Funded / Unconfirmed | Private | APR Energy
509805 | 509805 | 2026-02-10 15:06 | Bit Digital – MTL3 Data Center – Quebec | Bit Digital – MTL3 Data Center – Quebec | https://construction.globaldata.com/Projects/Overview/509805 | Construction Complete | Parent | 39 | 2024 Q2 | 2025 Q2 | 2025 Q4 | North America | Canada | Quebec | Saint-Jerome | 1250 Rene-Levesque Blvd W, Montreal | QC H3B | Commercial & Leisure | Data Center | Data Center |  |  | New | Onshore | Bit Digital has undertaken the construction of a Tier III colocation data center in Saint-Jérôme, Quebec, Montreal, Canada. The project involved the construction of an 18,765m2 data center with a consumption capacity of 7MW on 3.1ha of land. It included the construction of data halls, server rooms, meet-me-rooms, a substation and a parking facility, and the installation of racks, a cooling system, backup generators, and safety and security systems. In February 2025, Bit Digital secured a five-year, 5MW colocation agreement with Cerebras Systems. The project will be powered by renewable green hydroelectric power. It will be equipped with 600-ton N+1 chillers, and the room's cooling is facilitated by computer room air conditioning (CRAC) units, which utilise in-row coolers and ultrasonic humidifiers. | 45.7964 | -74.2085 | The project involved the construction of an 18,765m2 data center with a consumption capacity of 7MW on 3.1ha of land in Quebec, Canada. The US$39 million project included the following: 1. Construction of data halls 2. Construction of server rooms 3. Construction of meet-me-rooms 4. Construction of a substation 5. Construction of a parking facility 6. Installation of racks 7. Installation of a cooling system 8. Installation of backup generators 9. Installation of safety and security systems | Colocation Data Center; Green data center; Tier 3 Data Center |  |  | October 2025 - Construction completed. June 2025 - Construction activities are underway. February 2025 - Bit Digital through its subsidiary WhiteFiber secured a five-year, 5MW colocation agreement with Cerebras Systems. Q2 2024 - Bit Digital announced plans to construct a data center in Saint-Jérôme. | Construction Completed | 5 | Not Funded / Unconfirmed | Private | Bit Digital Inc
409309 | 409309 | 2026-02-10 14:51 | Cologix – MTL8 Data Center – Quebec | Cologix – MTL8 Data Center – Quebec | https://construction.globaldata.com/Projects/Overview/409309 | Construction Complete | Parent | 80 | 2022 Q4 | 2023 Q2 | 2025 Q3 | North America | Canada | Quebec | Montreal | 7350 Rue Frederick-Banting, Technoparc. |  | Commercial & Leisure | Data Center | Data Center |  |  | New | Onshore | Cologix has undertaken the construction of a colocation data center in Montreal, Quebec, Canada. The project involved the construction of a 19,138m2 data center with a 21MW consumption capacity. It included the construction of server rooms, meeting rooms, and administrative space, and the installation of equipment. The project is powered by 99+% renewable energy from Hydro-Québec. BC2 Group has been appointed as a planner, Cohesio Architecture as an architect, EGP Group as a structural engineer, Crevier Mancini Construction Inc as a contractor, and DAWCO as an electrical subcontractor. BBA Inc Leeswood Construction Ltd have been appointed as consultants and Construction Marine Ltd as a contractor. The project achieved LEED Gold certification. | 45.4811 | -73.7699 | The project involved the construction of a 19,138m2 data center with a 21MW consumption capacity in Montreal, Quebec, Canada. The US$80 million project included the following: 1. Construction of server rooms 2. Construction of meeting rooms 3. Construction of an administrative space 4. Installation of equipment | Colocation Data Center; Green data center; LEED; Tier 3 Data Center |  |  | August 2025 - Construction works were completed. January 2025 - Construction works are underway. March 2024 - Construction works are underway. May 2023 - Construction works are commenced. Q4 2022 - Cologix announced plans to build a data center in Montreal. | Construction Completed | 5 | Not Funded / Unconfirmed | Private | Cologix Inc | Construction Marine Ltd;Crevier Mancini Construction Inc | Cohesio Architecture | BBA Inc;BC2 Group;EGP Group;GHD Engineering Consultant;Leeswood Construction Ltd
506940 | 506940 | 2026-02-10 13:56 | New Era Helium/ Primary Digital Infra – Texas Critical Data Centers Campus – Texas | New Era Helium/ Primary Digital Infra – Texas Critical Data Centers Campus – Texas | https://construction.globaldata.com/Projects/Overview/506940 | Planning | Parent | 350 | 2024 Q4 | 2026 Q4 | 2027 Q3 | North America | United States | Texas | Odessa | Ector County |  | Commercial & Leisure | Data Center | Data Center |  | Medium | New | Onshore | New Era Energy & Digital (Formerly known as New Era Helium) and Primary Digital Infrastructure are planning to build a hyperscale data center in Texas, the US. The project involves the expansion of a 250MW AI and high-performance computing data center on 177ha of land. It also includes the construction of server rooms, meeting rooms, administrative space, parking facilities, installation of cooling systems, and safety and security systems. It will be developed in phases. The first phase includes the construction of a 100MW data center, and the second phase includes the construction of a 150MW data center New Era Energy & Digital signed a non-binding Letter of Intent (LOI) with Mawgan Capital to deploy a behind-the-meter natural gas generation solution. The facility will use liquid cooling for the cooling process. In January 2026, New Era acquired Sharon AI’s 50 percent stake in their data center joint venture, Texas Critical Data Centers (TCDC). | 31.8457 | -102.3676 | The project involves the expansion of a 250MW AI and high-performance computing data center on 177ha of land in Ector County, West Texas, the US. The US$500 million project includes the following: 1. Construction of server rooms 2. Construction of meeting rooms 3. Construction of administrative space 4. Construction of parking facilities 5. Installation of cooling systems 6. Installation of safety and security systems | Colocation Data Center; Heating, ventilation and air conditioning (HVAC) |  |  | February 2026 - Planning activities are underway. January 2026 - New Era acquired Sharon AI’s 50 percent stake in their data center joint venture, Texas Critical Data Centers (TCDC). October 2025 - TCDC has signed a non-binding Letter of Intent (LOI) with Roth CH Acquisition to acquire an additional 83ha of land. September 2025 - TCDC has signed a non-binding Letter of Intent (LOI) with Mawgan Capital to install a behind-the-meter natural gas generation solution called Digital Zero Power. July 2025 - TCDC acquired 95ha of land from Grow Odessa in Ector County. June 2025 - TCDC has signed a non-binding memorandum of understanding (MoU) with PowerForward Energy to supply onsite generation gas power plant. May 2025 - Planning activities are underway. Q4 2024 - TCDC announced plans to build a data center in Texas. | Project work on Schedule | 1 | Not Funded / Unconfirmed | Private | New Era Energy & Digital Inc;Primary Digital Infrastructure
414057 | 414057 | 2026-02-10 13:33 | Ar Telecom/ Grp Aire – Alfragide Data Center – Lisbon | Ar Telecom/ Grp Aire – Alfragide Data Center – Lisbon | https://construction.globaldata.com/Projects/Overview/414057 | Design | Parent | 30 | 2023 Q3 | 2027 Q1 | 2028 Q3 | Europe | Portugal | Lisbon | Amadora |  |  | Commercial & Leisure | Data Center | Data Center |  | Low | New | Onshore | Ar Telecom - Acessos e Redes de Telecomunicacoes, S.A., and Grupo Aire, a joint venture company, are planning to construct the data center in Alfragide, Lisbon, Portugal. The project involves the construction of a data center on a 5600m2 area with 600 racks, office accommodations, and car parking facilities, and the installation of security systems and optical cables. The project will be developed in two phases. Quadrante Engenharia e Consultoria SA is appointed as the architectural and engineering project of the data center. | 38.7538 | -9.2308 | The project involves the construction of a data center on a 5600m2 area in Alfragide, Lisbon, Portugal. The US$30 million project includes the following: 1. Construction of office accommodations 2. Construction of car parking facilities 3. Installation of optical cables 4. Installation of security systems |  | A data center is planned to be developed in Alfragide, Lisbon, Portugal. The aim of the project is to provide large data spaces for customers with high computational demand in Portugal. |  | February 2026 - Design activities are underway. June 2025 - Planning activities are underway. December 2024 - Planning activities are underway. Q3 2024 - Planning activities are underway. Q1 2024 - Planning activities are underway. July 24, 2023 - Ar Telecom/ Grp Aire announced its plans to construct a data centre in Alfragide. | No Major Development | 0 | Not Funded / Unconfirmed | Private | Ar Telecom - Acessos e Redes de Telecomunicacoes, S.A.;Grupo Aire |  | Quadrante Engenharia e Consultoria SA
418570 | 466792 | 2026-02-10 12:19 | Desert Dragon – Desert Dragon Data Centers: 65MW Data Center in Riyadh – Ar Riyad | Desert Dragon – Desert Dragon Data Centres – Saudi Arabia | https://construction.globaldata.com/Projects/Overview/418570 | Execution | Sub | 520 | 2022 Q3 | 2024 Q3 | 2026 Q4 | Middle East and Africa | Saudi Arabia | Ar Riyad | Riyadh |  |  | Commercial & Leisure | Data Center | Data Center |  |  | New | Onshore | Desert Dragon Data Centers are undertaking the construction of a 65 MW data center in Riyadh, Saudi Arabia. The facility is part of Desert Dragon Data Centers under a tri-party Memorandum of Agreement (MOA) between ICS Arabia, Shanghai Lumaotong Group (LMT), and China Mobile International Limited (CMI). The facility will offer integrated solutions, including storage, network coverage, and database services that will be used by global customers, from cloud hosting to Artificial intelligence. The project involves the construction of a data center building. It also includes the construction of administrative space, parking facilities, associated facilities, HVAC installation, power systems installation, and safety and security systems. The client has signed the Memorandum of Agreement (MoA) with Shanghai Lumaotong Group (LMT) and China Mobile International Limited for the development of the project. ICS Arabia will participate in the design, construction, operation, and maintenance of the Data Center. The construction work has commenced on the project and is expected to be operational by March 2026. In February 2025, The construction works are ongoing and it is expected to be operational by March 2026. In June 2025, The construction works are progressing on the project. In October 2025, The construction works are progressing on the project. | 24.7238 | 46.1631 | Desert Dragon Data Centers is undertaking the construction of a 65 MW data center in Riyadh, Saudi Arabia. The facility is part of Desert Dragon Data Centers under a tri-party Memorandum of Agreement (MOA) between ICS Arabia, Shanghai Lumaotong Group (LMT), and China Mobile International Limited (CMI). The facility will offer integrated solutions, including storage, network coverage, and database services that will be used by global customers, from cloud hosting to Artificial intelligence. The US$520 million project includes the following: 1. Construction of data center building (65MW) 2. Construction of an administrative space 3. Installation of electrical equipment 4. Installation of power systems 5. Installation of safety and security system 6. Construction of associated facilities | Heating, ventilation and air conditioning (HVAC); Hyperscale Data Center; Tier 3 Data Center | A data center in Riyadh is being planned to be developed. |  | February 2026 - The construction works are progressing on the project. October 2025 - The construction works are progressing and the in-house division of ICS Arabia is working as the MEP subcontractor on the project. October 2025 - The construction works are progressing on the project. June 2025 - The construction works are progressing on the project. February 2025 - The construction works are ongoing and it is expected to be operational by March 2026. September 2024 - The construction work has commenced on the project and is expected to be operational by March 2026. June 2024 - We have not been able to obtain further updates on this project. We have retained the same project stage and amended the key dates accordingly. We will update the profile as soon as we obtain any new information. October 06, 2023 - The client has signed the Memorandum of Agreement (MoA) with Shanghai Lumaotong Group (LMT) and China Mobile International Limited for the development of the project. ICS Arabia will participate in design, construction, operation, and maintenance of the Data Center. | Project work on Schedule | 1 | Not Funded / Unconfirmed | Private | Desert Dragon Data Centers | ICS Arabia |  | Manens Intertecnica SRL
349779 | 349779 | 2026-02-10 11:38 | EngineNode – Clonee Data Center – Leinster | EngineNode – Clonee Data Center – Leinster | https://construction.globaldata.com/Projects/Overview/349779 | Design | Parent | 504 | 2019 Q1 | 2026 Q4 | 2029 Q4 | Europe | Ireland | Leinster | Dublin | Bracetown & Gunnocks , To the North Of Clonee, Co. Meath | D15 XD71 | Commercial & Leisure | Data Center | Data Center | Office Buildings; Parking Facilities | Medium | New | Onshore | EngineNode Ltd is planning to construct a hyperscale data center in Dublin, Leinster, Ireland. The project involves the construction of four, two-story data center buildings with a combined gross floor area of 92,100m2 with a total combined capacity of 72MW. It includes the construction of 736m2 two-storey office building, canteen, associated support areas, electrical component rooms, 245 car parking spaces, three attenuation retention ponds, storage tanks, and access roads, and the installation of 18 back-up generators, associated equipment, safety and security systems. It also includes the construction of a single-storey energy center with a gross floor area of 8,906m2 comprising gas engines, ancillary plant and associate equipment, with an ancillary single-storey Medium-Voltage (MV) operations building with part basement with a gross floor area of 1,016m2. Kavanagh Tuite Ltd has been appointed as an architect, AWN Consulting Ltd as a landscape architect and acoustic consultant, Target Geophysics as the geophysical surveyor, Archaeological Management Solutions as an archaeological consultant, and All Aspect Tree Care as enabling contractor. The project will create 500 construction jobs and 275 operational jobs. In November 2019, EngineNode applied for a 10-year planning permission to develop a data storage facility with Meath County Council (MCC) and received approvals in June 2020. However, in July 2020, local residents appealed this decision to An Bord Pleanála. Their appeal was dismissed, and the project received final approvals in July 2021. In August 2021, a High Court challenge was filed against the planning permission granted by An Bord Pleanála. In March 2022, the High Court ruled that EngineNode had conducted unauthorized works by engaging in certain archaeological excavations at the site. Ultimately, in July 2023, the High Court dismissed the legal challenges against the project. | 53.4072 | -6.4613 | The project involves the construction of four, two-story data center buildings with a combined gross floor area of 92,100m2 with a total combined capacity of 72MW on 24.5ha of land in Dublin, Leinster, Ireland. The US$504 million project includes the following: 1. Construction of 736m2 two-storey office building 2. Construction of a canteen 3. Construction of associated support areas 4. Construction of electrical component rooms 5. Construction of 245 car parking spaces 6. Construction of three attenuation retention ponds 7. Construction of storage tanks 8. Construction of access roads 9. Construction of a single-storey energy center with a gross floor area of 8,906m2 10. Construction of a single-storey Medium-Voltage (MV) operations building 10. Installation of 18 back-up generators 11. Installation of associated equipment 12. Installation of safety and security systems | Fencing; Heating, ventilation and air conditioning (HVAC); Hyperscale Data Center |  |  | February 2026 - Site clearance works are underway. July 2025 - Design activities are underway. April 2025 - Design activities are underway. August 2024 - Design activities are underway. July 2023 - The High Court dismissed the legal challenges against the project. March 2023 - Design activities are underway. August 2022 - Design activities are underway. March 2022 - The project received permission to start the construction. January 2022 - A High Court challenge was filed against the planning permission granted by An Bord Pleanála. July 2021 - The project received approvals from the An Bord Pleanála. July 2020 - Local residents appealed this decision to An Bord Pleanála. June 21, 2020 - The project plans were approved by the MCC. November 27, 2019 - EngineNode submitted a 10-year building permit plan to the MCC. Q1 2019 - EngineNode has announced plans to construct a data center in Clonee. | Project work on Schedule | 1 | Not Funded / Unconfirmed | Private | EngineNode Ltd |  | AWN Consulting Ltd;Clifton Scannell Emerson Associates;Kavanagh Tuite Ltd | Archaeological Management Solutions;AWN Consulting Ltd;John Spain Associates;Target Geophysics
446311 | 446311 | 2026-02-10 11:36 | ADIO/ Khazna Data – Data Center at Mafraq (AUH04) – Abu Dhabi | ADIO/ Khazna Data – Data Center at Mafraq (AUH04) – Abu Dhabi | https://construction.globaldata.com/Projects/Overview/446311 | Execution | Parent | 240 | 2023 Q3 | 2025 Q1 | 2026 Q4 | Middle East and Africa | United Arab Emirates | Abu Dhabi | Abu Dhabi |  |  | Commercial & Leisure | Data Center | Data Center |  |  | New | Onshore | Khazna Data Center and Abu Dhabi Investment Office are jointly undertaking the construction of data center facility in Mafraq area in Abu Dhabi, the United Arab Emirates (the UAE). The project involves the construction of a data center. It also includes IT Load Capacity: The facility is planned with an IT load capacity of about 30 MW, Power Infrastructure: Expected to leverage a mix of grid-supplied power plus renewables, and possible use of low-carbon generation sources, Data Centre Type: The project is planned as a hyperscale data centre, Cooling Systems: Adiabatic Free Cooling, and Installation of security systems. The request for pre-qualification for the engineering, procurement and construction of the Phase 1 was issued in early May 2024 and the bid submission deadline was on May 17, 2024. In April 2025, Dutco Construction Co LLC is working as the main contractor and construction works have commenced and the project is expected to be completed by December 2026 | 24.2778 | 54.595 | Khazna Data Center and Abu Dhabi Investment Office are jointly undertaking the construction of data center facility in Mafraq area in Abu Dhabi, the United Arab Emirates (the UAE). The data center facility is expected to be developed in multiple phases and will have a total information technology (IT) load capacity of 30MW. The first phase is expected to have a capacity of 15MW. The US$240 million project includes the following: Key Technical Features: 1. IT Load Capacity: The facility is planned with an IT load capacity of about 30 MW 2. Power Infrastructure: Expected to leverage a mix of grid-supplied power plus renewables, and possible use of low-carbon generation sources 3. Data Centre Type: The project is planned as a hyperscale data centre 4. Cooling Systems: Adiabatic Free Cooling 5. Installation of security systems. | Heating, ventilation and air conditioning (HVAC); Hyperscale Data Center | A data center facility is planned to be developed in Abu Dhabi. |  | February 2026 - We have not been able to obtain further updates on this project. We have retained the same project stage and amended the key dates accordingly. We will update the profile as soon as we obtain any new information. April 2025 - Dutco Construction Co LLC is working as the main contractor and construction works have commenced and the project is expected to be completed by December 2026 May 2024 - The request for pre-qualification for the engineering, procurement and construction of the Phase 1 was issued in early May 2024 and the bid submission deadline was on May 17, 2024. | Information Unavailable |  | Not Funded / Unconfirmed | Private | Abu Dhabi Investment Office;Khazna Data Center Ltd | Dutco Construction Co LLC
472956 | 472956 | 2026-02-10 10:12 | Northern Data – GA1 Maysville Data Center – Georgia | Northern Data – GA1 Maysville Data Center – Georgia | https://construction.globaldata.com/Projects/Overview/472956 | Design | Parent | 1200 | 2024 Q4 | 2026 Q4 | 2027 Q3 | North America | United States | Georgia |  |  | 30558 | Commercial & Leisure | Data Center | Data Center |  | Low | New | Onshore | Ardent Data Centers, a subsidiary of Northern Data Group, is planning to undertake the construction of a colocation data center in Maysville, Georgia, the US. The project involves the construction of a 120 MW data center on 25.4ha of land. It includes the construction of server rooms, control rooms, substations, liquid cooling infrastructure, and parking space, and the installation of safety and security systems. The facilityty will feature direct liquid-cooling, closed-loop chilled Water design with N+1 for next-generation AI and High-Performance Computing (HPC) innovations. It will use diesel generators for backup power. It will create 100 jobs in the community. | 34.2577 | -83.594 | The project involves the construction of a 120 MW data center on 25.4ha of land in Maysville, Georgia, the US. The US$1,200 million project includes the following: 1. Construction of server rooms 2. Construction of control rooms 3. Construction of substations 4. Construction of liquid cooling infrastructure 5. Construction of parking space 6. Installation of safety and security systems | Colocation Data Center; Heating, ventilation and air conditioning (HVAC) |  |  | February 2026 - Design activities are underway. April 2025 - Design activities are underway. December 2024 - Design activities are underway. Q2 2024 - Northern Data announced plans to build a data center in Maysville. | No Major Development | 0 | Not Funded / Unconfirmed | Public | Northern Data AG
558649 | 558649 | 2026-02-10 07:28 | Google – Botetourt County Data Center Campus – Virginia | Google – Botetourt County Data Center Campus – Virginia | https://construction.globaldata.com/Projects/Overview/558649 | Planning | Parent | 3000 | 2025 Q4 | 2027 Q1 | 2032 Q4 | North America | United States | Virginia | Danville | Greenfield Industrial Park | 24083 | Commercial & Leisure | Data Center | Data Center | Office Buildings | Medium | Redevelopment | Onshore | Google Inc. is planning to build a hyperscale data center in Botetourt County, Virginia, the US. The project involves the redevelopment of an office property into an 85,564m2 three-building data center campus on 126.2ha of land. It includes the construction of three data centers, each spanning 27,871m2, meet-me rooms, server rooms, a 2,601m2 office building, three substations and the installation of generators and uninterruptible power supply (UPS) units, cooling systems and safety and security systems. The facility will be powered by renewable energy from Rocky Forge Wind Farm and the Appalachian Power grid. It will be use water cooling technology for cooling. Timmons Group is appointed as the consultant. The project will be developed in multiple phases over a period of time and the first data center is scheduled to be operational by 2030. It will create 150 jobs upon completion. | 36.586 | -79.395 | The project involves the redevelopment of an office property into an 85,564m2 three-building data center campus on 126.2ha of land at Greenfield Industrial Park, Botetourt County, Virginia, the US. The US$3,000 million project includes the following: 1. Construction of three data centers, each spanning 27,871m2 2. Construction of server rooms 3. Construction of a 2,601m2 office building 4. Construction of three substations 5. Installation of generators and uninterruptible power supply (UPS) units 6. Installation of the cooling system 7. Installation of safety and security systems | Green data center; Hyperscale Data Center |  |  | February 2026 - The project is waiting for approval. January 2026 - Timmons Group has requested permit authorizations from DEQ and the U.S. Army Corps of Engineers. Q2 2025 - Google Inc announced plans to build a data center in Botetourt County, Virginia. | Project Awaiting Approvals | 0 | Not Funded / Unconfirmed | Private | Google LLC |  | Timmons Group Inc
473454 | 473454 | 2026-02-09 18:49 | Colovore – Project Raptor Data Center Campus – Texas | Colovore – Project Raptor Data Center Campus – Texas | https://construction.globaldata.com/Projects/Overview/473454 | Planning | Parent | 500 | 2024 Q3 | 2026 Q3 | 2029 Q1 | North America | United States | Texas |  | 2351 Innovation Blvd | 78634 | Commercial & Leisure | Data Center | Data Center | Office Buildings | Low | New | Onshore | Colovore is planning to construct a colocation data center campus at 2351 Innovation Blvd in Hutto, Texas, the US. The project involves the construction of a 16,722m2 data center on 48ha of land. It includes the construction of a 1,208m2 office space, an administrative space, server rooms, multipurpose rooms, a parking space, and the installation of of racks with up to 35 kW of power per rack and safety and security systems. The facility will use liquid cooling technology and closed-loop water systems for cooling. HD Brown Consulting has been appointed as the consultant. In June 2025, Colovore acquired 12ha of land known as the Ironwood Tract at 2351 Innovation Blvd. | 30.5429 | -97.57 | The project involves the construction of a 16,722m2 data center on 48ha of land in Hutto, Texas, the US. The US$500 million project includes the following: 1. Construction of a 1,208m2 office space 2. Construction of an administrative space 3. Construction of server rooms 4. Construction of multipurpose rooms 5. Construction of a parking space 6. Installation of racks with up to 35?kW of power per rack 7. Installation of safety and security systems | Colocation Data Center; Heating, ventilation and air conditioning (HVAC) |  |  | February 2026 - Planning activities are underway. August 2025 - Planning activities are underway. December 2024 - Colovore received approvals from the Hutto City Council. Q3 2024 - Colovore announced plans to construct a data center in Texas. | No Major Development | 0 | Not Funded / Unconfirmed | Private | Colovore LLC |  |  | HD Brown Consulting LLC
473004 | 473004 | 2026-02-09 18:26 | AVAIO Digital – Perseus Data Center – California | AVAIO Digital – Perseus Data Center – California | https://construction.globaldata.com/Projects/Overview/473004 | Pre-Design | Parent | 800 | 2024 Q1 | 2026 Q4 | 2027 Q4 | North America | United States | California | Pittsburg | 2232 Golf Club Road. | 94565 | Commercial & Leisure | Data Center | Data Center |  | High | Redevelopment | Onshore | Pittsburg Data Hub, a subsidiary of Avaio Digital Partners, is planning to redevelop the former municipal Delta View Golf Course into a hyperscale data center in Pittsburg Technology Park, California, the US. The site is located on Golf Club Road, south of West Leland Road. It is situated 45 miles from San Francisco and 60 miles from Santa Clara, Calif The project involves the construction of a 32,306m2, three-story data center with a consumption capacity of 99MW on 8.90ha of land. It includes the construction of a substation and switching yard, accessory buildings, server rooms, and the installation of 37 generators and safety and security systems. It is the first phase of the Pittsburgh Technology Park Specific Plan, which allows AVAIO to develop up to 500MW. The campus is designed to scale in multiple 99MW phases, offering long-term expansion capability beyond the initial Phase 1 deployment. The facility will use 100% recycled water for cooling from Delta Diablo and the power is secured from Pittsburg Power Company through a long-term agreement offering low-cost power. Construction of the project is scheduled to be completed by 2027. | 38.0126 | -121.9098 | The project involves the construction of a 32,306m2, three-story data center on 8.90ha of land at Pittsburg Technology Park, Pittsburg, California, the US. The US$800 million project includes the following: 1. Construction of a substation and switching yard 2. Construction of accessory buildings 3. Construction of server rooms 4. Installation of 37 generators 5. Installation of safety and security systems | Heating, ventilation and air conditioning (HVAC); Hyperscale Data Center |  |  | February 2026 - Pre-design activities are underway. December 2025 - The project has received final approval from the California Energy Commission (CEC). August 2025 - Planning activities are underway. December 2024 - Planning activities are underway. Q1 2024 - AVAIO Digital Partners announced plans to build a data center in Pittsburg. | No Major Development | 0 | Not Funded / Unconfirmed | Private | AVAIO Digital Partners
472340 | 472340 | 2026-02-09 17:58 | Archer DC – Faribault Data Center Campus – Minnesota | Archer DC – Faribault Data Center Campus – Minnesota | https://construction.globaldata.com/Projects/Overview/472340 | Planning | Parent | 150 | 2024 Q4 | 2027 Q2 | 2029 Q3 | North America | United States | Minnesota | Faribault | south of 150th Street West and east of Acorn Trail in the Northern Industrial Park | 55021 | Commercial & Leisure | Data Center | Data Center |  | Medium | New | Onshore | Archer Datacenters LLC (Archer) is planning to construct a hyperscale data center at 15339 Acorn Trail in Faribault in Minnesota, the US. The project involves the construction of a 46,450m2, six one-story data center buildings with a total capacity of 120MW on 35.45ha of land. It includes the construction of a onsite substation, car parking spaces and data halls, and the installation of safety and security systems. The site infrastructure supports 4MW of wind power, with further expansion possible through a natural gas microgrid. In September 2025, the project cleared the environmental review process and it has been determined that a formal Environmental Impact Study will not be required. Archer is in discussions with Steele-Waseca Co-op Electric and Great River Energy to sign a power purchase agreement (PPA). Subject to the site plan review, Archer will submit for a building permit. | 44.3673 | -93.2824 | The project involves the construction of a 46,450m2, one-story data center with a capacity of 120MW on 35.45ha of land at 15339 Acorn Trail in Faribault, Minnesota, the US. The US$150 million project includes the following: 1. Construction of an onsite substation 2. Construction of six data center buildings 3. Construction of car parking spaces 4. Construction of data halls 5. Installation of safety and security systems | Heating, ventilation and air conditioning (HVAC) |  |  | February 2026 - Planning activities are underway. October 2025 - The Minnesota Center for Environmental Advocacy appealed against the city of Faribault’s environmental review approvals. September 2025 - Environmental assessment completed. August 2025 - Study activities are underway. December 2024 - Archer purchased the project site from PK LaRoche LLP for US$4.5 million. November 2024 - AD announced plans to build a data center in Faribault. | No Major Development | 0 | Not Funded / Unconfirmed | Private | Archer Datacenters LLC
378891 | 378891 | 2026-02-09 17:41 | Vantage DC – Tokyo (HND1) Data Center Campus – Kanagawa | Vantage DC – Tokyo (HND1) Data Center Campus – Kanagawa | https://construction.globaldata.com/Projects/Overview/378891 | Execution | Parent | 150 | 2021 Q2 | 2023 Q3 |  | Asia-Pacific | Japan | Kanagawa |  |  |  | Commercial & Leisure | Data Center | Data Center |  |  | New | Onshore | Vantage Data Centers (Vantage) had undertaken the construction of a data centre complex in Sagamihara, Kanagawa Prefecture, Japan. The project involved the construction of 28,000m2, three multi-story data centres with 80MW of critical IT load on 2.8ha of land with average densities of 300W/SF and will be developed in phases. It includes the construction of office space, conference rooms, two meet-me-rooms, relaxation rooms, parking facilities and the installation of safety and security systems. N+1 redundancy overall and N+2 at the component level in mechanical systems, with CRAH units placed in two galleries on opposite sides of each data module for optimal airflow. Water Utilisation Efficiency (WUE) nears zero (litres/kW/hr) using the latest technology. The project will be powered by Tokyo Electric Power Company (TEPCO) | 35.5893 | 139.3722 | The project involved the construction of 28,000m2, three multi-story data centres with 80MW of critical IT load on 2.8ha of land with average densities of 300W/SF in Kanagawa, Japan. The US$150 million project includes the following: 1. Construction of office space 2. Construction of conference rooms 3. Construction of two meet-me-rooms 4. Construction of relaxation rooms 5. Construction of parking facilities 6. Construction of related facilities 7. Installation of safety and security systems | Colocation Data Center; Heating, ventilation and air conditioning (HVAC); Tier 4 Data Center | A colocation data centre campus is being developed in the city of Sagamihara, in Kanagawa Prefecture. The site is located 53km from Tokyo International Airport. |  | February 09, 2026 - We have not been able to obtain further updates on this project. We have retained the same project stage and amended the key dates accordingly. We will update the profile as soon as we obtain any new information. June 2025 - We have not been able to obtain further updates on this project. We have retained the same project stage and amended the key dates accordingly. We will update the profile as soon as we obtain any new information. August 2024 - Construction activities are underway. September 2023 - Planning activities are underway. February 2023 - Planning activities are underway. September 2022 - Planning activities are underway. Q2 2021 - Vantage announced plans to build a data center complex in Tokyo. | Information Unavailable |  | Not Funded / Unconfirmed | Private | Vantage Data Centers UK Ltd
407364 | 407364 | 2026-02-09 17:39 | Prime DCS – Avondale Data Center – Arizona | Prime DCS – Avondale Data Center – Arizona | https://construction.globaldata.com/Projects/Overview/407364 | Planning | Parent | 2000 | 2023 Q2 | 2027 Q1 | 2030 Q3 | North America | United States | Arizona | Avondale | 11753 W. Lower Buckeye | 85353 | Commercial & Leisure | Data Center | Data Center |  | Low | New | Onshore | Prime Data Centers (PDC) is planning to construct a colocation data center campus in Avondale, Arizona, the US. The project involves the construction of 120,773m2 of five data center buildings with a capacity of 210MW on 27ha of land. It includes the construction of an administrative space, an office space, substations, an R&D center, laboratories, and parking facilities, and the installation of N+1 generators, N+1 UPS, equipment, and safety and security systems. Each building includes construction of a 24,192m2 data center with 12 data halls across three stories. The first building includes the construction of a 24,192m2 data center with a capacity of 42MW. The facility will be powered by 100% renewable energy, and it will use a closed-loop cooling system. | 33.4171 | -112.3147 | The project involves the construction of 120,773m2 of five data center buildings with a capacity of 210MW on 27ha of land in Avondale, Arizona, the US. The US$2,000 million project includes the following: 1. Construction of substations 2. Construction of an administrative space 3. Construction of an office space 4. Construction of a research and development (R&D) center 5. Construction of laboratories 6. Construction of parking facilities 7. Installation of N+1 generators 8. Installation of N+1 UPS 9. Installation of equipment 10. Installation of safety and security systems | Colocation Data Center; Green data center; Heating, ventilation and air conditioning (HVAC) | A data center is proposed for construction in 11753 W. Lower Buckeye, Avondale. |  | February 2026 - Planning activities are underway. June 2025 - Planning activities are underway. August 2024 - Planning activities are underway. October 2023 - Planning activities are underway. Q2 2023 - PDC announced plan to construct a data ceter in Avondale. | No Major Development | 0 | Not Funded / Unconfirmed | Private | Prime Data Centers LLC
416634 | 416634 | 2026-02-09 17:16 | Asia Land / GCI – VOLTA Data Center – Fukuoka | Asia Land / GCI – VOLTA Data Center – Fukuoka | https://construction.globaldata.com/Projects/Overview/416634 | Planning | Parent | 854 | 2023 Q1 | 2026 Q4 | 2029 Q4 | Asia-Pacific | Japan | Fukuoka | Kitakyushu | Hibikinokita, Wakamatsu Ward | 808-0135 | Commercial & Leisure | Data Center | Data Center |  | Low | New | Onshore | A joint venture of Asia Pacific Land (APL) and Global Compute Infrastructure (GCI) are planning to build a hyperscale data center in Kitakyushu City, Fukuoka, Japan. The project involves the construction of a data center with a capacity of 120MW on 6.28ha of land. It includes the construction of data halls with racks, meeting rooms, office space, storage facilities and parking facilities, and the installation of power and cooling systems, safety and security systems. Nikken Sekkei Ltd has been appointed as the design consultant. In December 2025, Nippon Steel Kowa Real Estate has signed a memorandum of understanding (MOU) with APL in the development of a data center. Construction works on the first 60MW phase is scheduled commence in 2026 and to be completed by September 2027. The data center will be fully operational by 2029. | 33.8518 | 130.8503 | The project involves the construction of a data center with a capacity of 120MW on 6.28ha of land in Kitakyushu City, Fukuoka, Japan. The US$854 million project includes the following: 1. Construction of data halls with racks 2. Construction of meeting rooms 3. Construction of office space 4. Construction of storage facilities 5. Construction of parking facilities 6. Installation of power and cooling systems 7. Installation of safety and security systems | Heating, ventilation and air conditioning (HVAC); Hyperscale Data Center |  |  | February 2026 - Planning activities are underway. December 2025 - Nippon Steel Kowa Real Estate has signed a memorandum of understanding with APL to develop the data center. January 2025 - APL and CGI have formed a joint venture to develop the data center. July 2024 - Planning activities are underway. August 2023 - Planning activities are underway. Q1 2023 - APL announced plans to build a data center in Fukuoka Prefecture. | No Major Development | 0 | Not Funded / Unconfirmed | Private | Asia Pacific Land (Japan) Limited;Global Compute Infrastructure LP |  | Nikken Sekkei Ltd
453673 | 453673 | 2026-02-09 17:15 | CtrlS – CtrlS Gandhinagar 1 DC – Gujarat | CtrlS – CtrlS Gandhinagar 1 DC – Gujarat | https://construction.globaldata.com/Projects/Overview/453673 | Execution | Parent | 30 | 2023 Q1 | 2023 Q4 | 2026 Q2 | Asia-Pacific | India | Gujarat | Ghandinagar | GIFT City |  | Commercial & Leisure | Data Center | Data Center |  |  | New | Onshore | CtrlS Datacenters Ltd (CtrlS) is undertaking the construction of a tier IV, hyperscale data center in GIFT City, Gandhinagar, Gujarat, India. The project involves the construction of an 11MW data center on 0.4ha of land. It includes the construction of administrative space, server rooms, control rooms, office space, a power station, installation of cooling systems, 800 racks, and safety and security systems. | 23.1671 | 72.6781 | The project involves the construction of an 11MW data center on 0.4ha of land in GIFT City, Gandhinagar, Gujarat, India The US$30 million project includes the following: 1. Construction of administrative space 2. Construction of server rooms 3. Construction of control rooms 4. Construction of office space 5. Installation of cooling systems 6. Installation of 800 racks 7. Installation of safety and security systems | Hyperscale Data Center; Tier 4 Data Center |  |  | February 2026 - Construction works are underway. May 2025 - Construction works are underway. December 2023 - Construction works are commenced with a groundbreaking ceremony. Q1 2023 - CtrlS announced a plan to build a data center in GIFT City. | Project work on Schedule | 1 | Not Funded / Unconfirmed | Private | CtrlS Datacenters Ltd
423071 | 423071 | 2026-02-09 17:15 | MSFT – LON 01-02 Data Center – Greater London | MSFT – LON 01-02 Data Center – Greater London | https://construction.globaldata.com/Projects/Overview/423071 | Execution | Parent | 1200 | 2020 Q1 | 2023 Q1 | 2027 Q1 | Europe | United Kingdom | Greater London | London | Bashley Road in Park Royal of North Acton. | NW10 6SL | Commercial & Leisure | Data Center | Data Center |  |  | New | Onshore | Microsoft Corp (MSFT) is constructing a hyperscale data center campus in North Acton, Greater London, UK. The project involves the construction of two, five-storey data center buildings with a gross floor area of 56,000m2 and a capacity of 96MW. It includes the construction of server rooms, meeting rooms, administrative space, and parking facilities, and the installation of generators, equipment, and cooling systems, safety and security systems. The data center will consume power from an electrical substation. It will utilise indirect evaporative cooling system. Goodman has been appointed as an associated developer, J Coffey Construction Ltd as an enabling contractor, Mace Group as a general contractor, Dornan Engineering Ltd as an electrical engineer, and Errigal Group as facade consultant. Construction works commenced in the first quarter of 2023 and are scheduled for completion in January 2027. | 51.5277 | -0.25675 | The project involves the construction of a data center campus at Bashley Road in Park Royal of North Acton in Greater London, UK. The US$1,200 million project includes the following: 1. Construction of server rooms 2. Construction of meeting rooms 3. Construction of administrative space 4. Construction of parking facilities 5. Installation of generators 6. Installation of equipment and cooling systems 7. Installation of safety and security systems | Heating, ventilation and air conditioning (HVAC); Hyperscale Data Center |  |  | February 2026 - Construction works are underway. July 2025 - Construction works are underway. May 2025 - Construction works are underway. July 2024 - Construction works are underway. November 2023 - Construction works are underway. January 2023 - Construction works commenced. December 2020 - MSFT secured planning approval. Q1 2020 - MSFT announced plans to construct a data centre in North Acton in London. | Project work on Schedule | 1 | Not Funded / Unconfirmed | Private | Microsoft Corp | Mace Group Ltd |  | Dornan Engineering Ltd;Errigal Group
536244 | 536244 | 2026-02-09 17:14 | Colovore – ORD01 Data Center – Illinois | Colovore – ORD01 Data Center – Illinois | https://construction.globaldata.com/Projects/Overview/536244 | Planning | Parent | 300 | 2024 Q1 | 2026 Q4 | 2028 Q4 | North America | United States | Illinois | Chicago |  |  | Commercial & Leisure | Data Center | Data Center |  | Low | New | Onshore | Colovore LLC is planning to construct a Tier III colocation data center called "ORD01" in Chicago, Illinois, the US. The project involves the construction of a data center with a consumption capacity of 20MW. It includes data halls, racks, a substation, conference rooms, break rooms, meet-me rooms, server rooms and parking spaces, and the installation of safety and security systems. The facility has been committed to operating on a utility grid from Nevada Energy. It utilizes a liquid cooling system. It will have UPS and a generator for power backup. It will support AI accelerator systems with rack densities up to 250kW. | 41.8617 | -87.8776 | The project involves the construction of a data center with a consumption capacity of 20MW in Chicago, Illinois, the US. The US$300 million project includes the following: 1. Construction of data halls 2. Construction of conference rooms 3. Construction of break rooms 4. Construction of server rooms 5. Construction of a substation 6. Construction of meet-me rooms 7. Construction of parking spaces 8. Installation of UPS/generators 9. Installation of safety and security systems | Colocation Data Center; Heating, ventilation and air conditioning (HVAC); Tier 3 Data Center |  |  | February 2026 - Planning works are underway. August 2025 - Planning works are underway. November 2024 - Planning works are underway. Q1 2024 - Colovore announced plans to build a data center in Chicago. | No Major Development | 0 | Not Funded / Unconfirmed | Private | Colovore LLC
417222 | 417222 | 2026-02-09 17:14 | Alabama Univ – University of Alabama High Performance Computing and Data Center – Alabama | Alabama Univ – University of Alabama High Performance Computing and Data Center – Alabama | https://construction.globaldata.com/Projects/Overview/417222 | Execution | Parent | 96 | 2022 Q3 | 2024 Q3 | 2026 Q3 | North America | United States | Alabama | Tuscaloosa | 709 Johnny Stallings Drive | 35404 | Commercial & Leisure | Data Center | Data Center | Other Research Facilities |  | New | Onshore | The University of Alabama (UoA) is undertaking the construction of a high-performance computing and data center in Tuscaloosa, Alabama, the US. The project involves the construction of a two-storey 3,716m2 high-performance computer and data center. It includes the construction of an administration unit, conference room, classrooms, research and facility area, parking space, and installation of safety and security systems. The project will be implemented in packages: Package A includes the construction of MV Infrastructure and substation, Package B includes utility and infrastructure, and Package C includes the main construction of the building and owner-furnished contractor-installed (OFCI) equipment. The UoA secured US$44.5 million in funds from the United States Department of Commerce’s National Institute of Standards and Technology and US$46 million from the state’s Education Trust Fund. Davis Architects, Inc. has been appointed as the architect, CivilCON LLC as the general contractor for Packages A and B, and J.T. Harrison Construction Co. for Package C Construction is scheduled to be completed in September 2026. | 33.2085 | -87.5257 | The project involves the construction of a two-storey 3,716m2 high-performance computing and data center in the Tuscaloosa campus, Tuscaloosa, Alabama, the US. The US$96 million project includes the following: 1. Construction of an administration unit 2. Construction of conference room 3. Construction of classrooms 4. Construction of research and facility area 5. Construction of parking space 6. Installation of safety and security systems |  | A high-performance computer and data center is being constructed at the Tuscaloosa campus. The project aims to provide important scientific discoveries and develop a highly skilled workforce for students in hydrological research. |  | February 2026 - Construction activities are underway. August 2025 - Construction activities are underway. September 2024 - Construction works were commenced. October 2023 - Planning activities are underway. Q3 2022 - UoA announced plans to build a high-performance computer and data center in Tuscaloosa campus. | Project work on Schedule | 1 | Not Funded / Unconfirmed | Public | University of Alabama | CivilCON LLC;J. T. HARRISON CONSTRUCTION CO., INC. | Davis Architects
448807 | 422141 | 2026-02-09 16:27 | Diode Ven/ ENDEC – Narra Technology Park Data Center: Phase III – Central Luzon | Diode Ven/ ENDEC – Narra Technology Park Data Center – Central Luzon | https://construction.globaldata.com/Projects/Overview/448807 | Planning | Sub | 890 | 2023 Q1 | 2026 Q4 | 2030 Q4 | Asia-Pacific | Philippines | Central Luzon | Tarlac City |  |  | Commercial & Leisure | Data Center | Data Center |  | Low | New | Onshore | Diode Ventures LLC, a subsidiary of Black & Veatch and Endec Group (Endec) are planning to construct a tier III, hyperscale data center at Narra Technology Park in New Clark City (NCC), Tarlac, the Philippines. The project involves the construction of a hyperscale data center with a capacity of 100MW. It includes the construction of data halls, server rooms, an administrative building, electric distribution rooms, parking facilities, and the installation of transformers, power supply systems, and safety and security systems. NTPDI and Endec signed a 50-year lease agreement with the Provincial Government of Tarlac for a development project within NCC, with an option to extend the lease by an additional 25 years. Under the terms of the agreement, the Tarlac local government will receive 60% of the project’s profits, while BCDA, as the property owner, will receive the remaining 40%. The project is powered by 100% clean, renewable energy within the first five years of its operation. ENDEC Development Corp. is a subsidiary of Endec Group, is handling the construction works. | 15.3179 | 120.5538 | The project involves the construction of a hyper-scale data center with a capacity of 100MW at Narra Technology Park in New Clark City, Tarlac, Central Luzon, the Philippines. The US$890 million project includes the following: 1. Construction of data halls 2. Construction of server rooms 3. Construction of an administrative building 4. Construction of electric distribution rooms 5. Construction of parking facilities 6. Installation of transformers 7. Installation of power supply systems 6. Installation of safety and security systems | Green data center; Heating, ventilation and air conditioning (HVAC); Hyperscale Data Center; Tier 3 Data Center |  |  | February 2026 - Planning activities are underway. September 2025 - Planning activities are underway. June 2024 - Narra Technology Park Development Inc. (NTPDI) and Endec Group have secured a lease agreement for the land with the BCDA and the Tarlac provincial government. Q1 2023 - Diode Ven and ENDEC announced plans to build data centers in Metro Manila. | No Major Development | 0 | Not Funded / Unconfirmed | Private | Diode Ventures LLC;ENDEC, INC. | ENDEC, INC.
448778 | 422141 | 2026-02-09 16:26 | Diode Ven/ ENDEC – Narra Technology Park Data Center: Phase II – Central Luzon | Diode Ven/ ENDEC – Narra Technology Park Data Center – Central Luzon | https://construction.globaldata.com/Projects/Overview/448778 | Planning | Sub | 890 | 2023 Q1 | 2026 Q4 | 2029 Q4 | Asia-Pacific | Philippines | Central Luzon | Tarlac City |  |  | Commercial & Leisure | Data Center | Data Center |  | Low | New | Onshore | Diode Ventures LLC, a subsidiary of Black & Veatch and Endec Group (Endec) are planning to construct a tier III, hyperscale data center at Narra Technology Park in New Clark City (NCC), Tarlac, the Philippines. The project involves the construction of a hyper-scale data center with a capacity of 100MW. It includes the construction of data halls, server rooms, an administrative building, electric distribution rooms, parking facilities, and the installation of transformers, power supply systems, and safety and security systems. NTPDI and Endec signed a 50-year lease agreement with the Provincial Government of Tarlac for a development project within NCC, with an option to extend the lease by an additional 25 years. Under the terms of the agreement, the Tarlac local government will receive 60% of the project’s profits, while BCDA, as the property owner, will receive the remaining 40%. The project is powered by 100% clean, renewable energy within the first five years of its operation. ENDEC Development Corp. is a subsidiary of Endec Group, is handling the construction works. | 15.3185 | 120.5545 | The project involves the construction of a hyper-scale data center with a capacity of 100MW at at Narra Technology Park in New Clark City, Tarlac, Central Luzon, the Philippines. The US$890 million project includes the following: 1. Construction of data halls 2. Construction of server rooms 3. Construction of an administrative building 4. Construction of electric distribution rooms 5. Construction of parking facilities 6. Installation of transformers 7. Installation of power supply systems 6. Installation of safety and security systems | Green data center; Heating, ventilation and air conditioning (HVAC); Hyperscale Data Center; Tier 3 Data Center |  |  | February 2026 - Planning activities are underway. September 2025 - Planning activties are underway. June 2024 - Narra Technology Park Development Inc. (NTPDI) and Endec Group have secured a lease agreement for the land with the BCDA and the Tarlac provincial government. Q1 2023 - Diode Ven and ENDEC announced plans to build data centers in Metro Manila. | No Major Development | 0 | Not Funded / Unconfirmed | Private | Diode Ventures LLC;ENDEC, INC. | ENDEC, INC.
448229 | 422141 | 2026-02-09 16:21 | Diode Ven/ ENDEC – Narra Technology Park Data Center: Phase I – Central Luzon | Diode Ven/ ENDEC – Narra Technology Park Data Center – Central Luzon | https://construction.globaldata.com/Projects/Overview/448229 | Execution | Sub | 890 | 2023 Q1 | 2025 Q3 | 2026 Q4 | Asia-Pacific | Philippines | Central Luzon | Tarlac City |  |  | Commercial & Leisure | Data Center | Data Center |  |  | New | Onshore | Diode Ventures LLC, a subsidiary of Black & Veatch and Endec Group (Endec) are planning to construct a tier III, hyperscale data center at Narra Technology Park in New Clark City (NCC), Tarlac, the Philippines. The project involves the construction of a hyperscale data center with a capacity of 100MW. It includes the construction of data halls, server rooms, an administrative building, electric distribution rooms, parking facilities, and the installation of transformers, power supply systems, and safety and security systems. NTPDI and Endec signed a 50-year lease agreement with the Provincial Government of Tarlac for a development project within NCC, with an option to extend the lease by an additional 25 years. Under the terms of the agreement, the Tarlac local government will receive 60% of the project’s profits, while BCDA, as the property owner, will receive the remaining 40%. The project is powered by 100% clean, renewable energy within the first five years of its operation. ENDEC Development Corp. is a subsidiary of Endec Group, is handling the construction works. Construction works are scheduled to be completed by the fourth quarter of 2026. | 15.3187 | 120.5548 | The project involves the construction of a hyper-scale data center with a capacity of 100MW at at Narra Technology Park in New Clark City, Tarlac, Central Luzon, the Philippines. The US$890 million project includes the following: 1. Construction of data halls 2. Construction of server rooms 3. Construction of an administrative building 4. Construction of electric distribution rooms 5. Construction of parking facilities 6. Installation of transformers 7. Installation of power supply systems 6. Installation of safety and security systems | Green data center; Heating, ventilation and air conditioning (HVAC); Hyperscale Data Center; Tier 3 Data Center |  |  | February 2026 - Construction activities are underway. September 2025 - Construction activities are underway. June 2024 - Narra Technology Park Development Inc. (NTPDI) and Endec Group have secured a lease agreement for the land with the BCDA and the Tarlac provincial government. Q1 2023 - Diode Ven and ENDEC announced plans to build data centers in Metro Manila. | Project work on Schedule | 1 | Not Funded / Unconfirmed | Private | Diode Ventures LLC;ENDEC, INC. | ENDEC, INC.
422141 | 422141 | 2026-02-09 16:19 | Diode Ven/ ENDEC – Narra Technology Park Data Center – Central Luzon | Diode Ven/ ENDEC – Narra Technology Park Data Center – Central Luzon | https://construction.globaldata.com/Projects/Overview/422141 | Execution | Parent | 2700 | 2023 Q1 | 2025 Q3 | 2030 Q4 | Asia-Pacific | Philippines | Central Luzon | Tarlac City | New Clark City |  | Commercial & Leisure | Data Center | Data Center |  |  | New | Onshore | Diode Ventures LLC, a subsidiary of Black & Veatch and Endec Group (Endec) are planning to construct a tier III, hyperscale data center at Narra Technology Park in New Clark City (NCC), Tarlac, the Philippines. The project involves the construction of a hyper-scale data center with a 300MW capacity on 47ha of land. It will be developed in three phases. Each phase includes 100MW of data center with a value of US$890 million each. US$35 million will be invested in the site development. It includes the construction of data halls, server rooms, an administrative building, electric distribution rooms, parking facilities, and the installation of transformers, power supply systems, and safety and security systems. NTPDI and Endec signed a 50-year lease agreement with the Provincial Government of Tarlac for a development project within NCC, with an option to extend the lease by an additional 25 years. Under the terms of the agreement, the Tarlac local government will receive 60% of the project’s profits, while BCDA, as the property owner, will receive the remaining 40%. The project is powered by 100% clean, renewable energy within the first five years of its operation. ENDEC Development Corp., a subsidiary of Endec Group, is handling the construction works. Phase I Construction works are scheduled to be completed by the fourth quarter of 2026. | 15.4802 | 120.5979 | The project involves the construction of a hyper-scale data center with a 300MW capacity on 47ha of land in New Clark City, Tarlac, Central Luzon, the Philippines. The US$2,700 million project includes the following: 1. Construction of server rooms 2. Construction of an administrative building 3. Construction of electric distribution rooms 4. Construction of parking facilities 5. Installation of transformers 6. Installation of power supply systems 7. Installation of safety and security systems | Green data center; Heating, ventilation and air conditioning (HVAC); Hyperscale Data Center; Tier 3 Data Center |  |  | February 2026 - Construction activities are underway on Phase I. September 2025 - Construction activities are underway on Phase I, and phase II and phase III are in Planning. July 2025 - Planning activities are underway. June 2024 - Narra Technology Park Development Inc. (NTPDI) and Endec Group have secured a lease agreement for the land with the BCDA and the Tarlac provincial government. March 2023 - Diode Ven and ENDEC announced plans to build data center in Metro Manila. | Project work on Schedule | 1 | Not Funded / Unconfirmed | Private | Diode Ventures LLC;ENDEC, INC. | ENDEC, INC.
404024 | 404024 | 2026-02-09 15:17 | NTT DATA – Bangkok 3 Data Center Campus – Chon Buri | NTT DATA – Bangkok 3 Data Center Campus – Chon Buri | https://construction.globaldata.com/Projects/Overview/404024 | Construction Complete | Parent | 90 | 2023 Q1 | 2024 Q1 | 2025 Q4 | Asia-Pacific | Thailand | Chon Buri |  | Amata City Chonburi Industrial Estate | 20000 | Commercial & Leisure | Data Center | Data Center |  |  | New | Onshore | NTT Ltd. has undertaken the construction of a Tier III hyperscale data center in Chonburi, Bangkok, Thailand. The project involved the construction of a 4,000m2 three-story data center with a consumption capacity of 14MW. It also included the construction of server rooms, data halls, meeting rooms, administrative space, and the installation of equipment. Komatsu Ltd. has been appointed as a contractor, and Ritta Co., Ltd. as a design consultant and contractor. In March 2024, a groundbreaking ceremony was held. The power for the facility will be provided by B.Grimm Power. It will be equipped with N+1/2N redundancy UPS systems and N+1/2N redundancy diesel generators. It will use an N+2 highly efficient water-cooled chiller system. It aims to achieve certifications like ANSI/TIA-942, ISO 27001, ISO 50001, PCI DSS, and ISAE 3402. It is designed and certified to ANSI/TIA-942-C-2024 Rated-3, an international standard for data center reliability and availability. | 13.4214 | 101.0041 | The project involved the construction of a 4,000m2 three-story data center with a consumption capacity of 14MW in Chonburi, Bangkok, Thailand. The US$90 million project includes the following: 1. Construction of server rooms 2. Construction of data halls 3. Construction of meeting rooms 4. Construction of an administrative space 5. Installation of equipment | Hyperscale Data Center; Tier 3 Data Center | A data center is built at Amata City Chonburi Industrial Estate in Chonburi, Bangkok. The project is also known as "BKK3". | https://services.global.ntt/ja-jp/services-and-products/global-data-centers/global-locations/asia-pacific/bangkok-3-data-center | December 2025 - Construction completed. May 2025 - Construction works are underway. May 2024 - Construction activities are underway. March 2024 - Construction works were commenced. October 16, 2023 - We have not been able to obtain further updates on this project. We have retained the same project stage and amended the key dates accordingly. We will update the profile as soon as we obtain any new information. March 21, 2023 - NTT announced plans to build a data center in Chonburi. | Construction Completed | 5 | Not Funded / Unconfirmed | Private | NTT DATA Group Corp | Komatsu Ltd;Ritta Co Ltd | Ritta Co Ltd
509919 | 509919 | 2026-02-09 15:12 | Digi Power X – Columbiana Colocation Data Center – Alabama | Digi Power X – Columbiana Colocation Data Center – Alabama | https://construction.globaldata.com/Projects/Overview/509919 | Planning | Parent | 440 | 2024 Q4 | 2027 Q1 | 2030 Q2 | North America | United States | Alabama |  | Columbiana in Shelby County. |  | Commercial & Leisure | Data Center | Data Center |  | Medium | New | Onshore | DigiPower X (Digihost ) is planning to construct a Tier III colocation data center in Columbiana, Alabama, the US. The project involves the construction of a 55MW high-performance computing (HPC) and artificial intelligence (AI)-focused data center on 6.07ha of land. It includes the construction of server rooms, meeting rooms, an administrative space, office space, storage facilities, and parking facilities, and the installation of safety and security systems. It will be developed in two phases. The first phase includes the construction of a 22MW data center with a cost of US$176 million, and the second phase includes the construction of a 33MW data center with a cost of US$264 million. | 33.1769 | -86.6054 | The project involves the construction of a 55MW high-performance computing (HPC) and artificial intelligence (AI)-focused data center on 6.07ha of land in Columbiana, Alabama, the US. The US$440 million project includes the following: 1. Construction of server rooms 2. Construction of meeting rooms 3. Construction of an administrative space 4. Construction of office space 5. Construction of storage facilities 6. Construction of parking facilities 7. Installation of safety and security systems | Artificial Intelligence; Colocation Data Center; Heating, ventilation and air conditioning (HVAC); Tier 3 Data Center |  |  | February 2026 - Planning activities are underway. July 2025 - Planning activities are underway. Q4 2024 - DigiPower X announced plans to build a colocation data center in Columbiana. | Project work on Schedule | 1 | Not Funded / Unconfirmed | Private | Digi Power X Inc
413389 | 413389 | 2026-02-09 14:51 | NXERA – DC Tuas Data Center – South West | NXERA – DC Tuas Data Center – South West | https://construction.globaldata.com/Projects/Overview/413389 | Construction Complete | Parent | 600 | 2022 Q4 | 2023 Q3 | 2026 Q1 | Asia-Pacific | Singapore | South West |  | Tuas industrial region | 637533 | Commercial & Leisure | Data Center | Data Center |  |  | New | Onshore | Nxera DCT Pte Ltd subsidiary of Singtel, has undertaken the construction of a colocation data center at 9 Tuas Avenue 3, in Tuas, Singapore. The project involved the construction of an eight-story, 11,148m2, 58MW data center. It included the construction of data halls, meet-me rooms, server rooms, a substation, and a parking facility, and the installation of elevators, safety and security systems. The project is committed to operating on 100% renewable energy. It is equipped with reliable uninterruptible power supply (UPS) units and diesel generators for backup power systems. The data center will incorporate cooling mechanisms, including direct-to-chip liquid cooling systems, allowing for rack densities of up to 30kW per rack with a PUE of 1.25. Obayashi Corp is undertaking the construction works. DC Tuas is designed to meet ISO and SOC standards for security and quality, as well as BCA Green Marks Platinum certification for energy efficiency. In February 2025, Nxera DCT Pte Ltd. secured a US$475 million five-year green loan from Oversea-Chinese Banking Corp Ltd, Standard Chartered Bank (Singapore) Ltd, DBS Bank Ltd, HSBC Holdings Plc, and UOB Properties (KL) Bhd. It was awarded the highest Green Mark Platinum standard by Singapore’s Building and Construction Authority and Infocomm Media Development Authority. In August 2023, construction work commenced and was completed in February 2026. | 1.3294 | 103.6482 | The project involved the construction of an eight-story, 11,148m2, 58MW data center in Tuas, Singapore. The US$600 million project includes the following: 1. Construction of data halls 2. Construction of meet-me rooms 3. Construction of a server room 4. Construction of a substation 5. Construction of a parking facility 6. Installation of generators and uninterruptible power supply (UPS) units 7. Installation of the chilled water cooling system 8. Installation of elevators 9. Installation of safety and security systems | Colocation Data Center; Elevator; Green data center; Green Mark; Heating, ventilation and air conditioning (HVAC) |  |  | February 2026 - Construction completed. October 2025 - Construction activities are underway. March 2025 - Topping out ceremony held. February 2025 - Nxera DCT Pte Ltd. secured a US$475 million five-year green loan from Oversea-Chinese Banking Corp Ltd, Standard Chartered Bank (Singapore) Ltd, HSBC Holdings Plc, and UOB Properties (KL) Bhd. June 2024 - Construction activities are underway. November 2023 - Construction works are underway. August 08, 2023 - Construction works commenced. July 2023 - Planning activities are underway. Q4 2022 - Nxera DCT Pte Ltd subsidiary of Singtel announced plans to build a data center in Singapore. | Construction Completed | 5 | Partially Funded | Private | Nxera Investment Holdings Pte Ltd | Obayashi Corp
381118 | 381118 | 2026-02-09 13:41 | Google – Schenkendorf Google Data Center Campus – Brandenburg | Google – Schenkendorf Google Data Center Campus – Brandenburg | https://construction.globaldata.com/Projects/Overview/381118 | Cancelled | Parent | 975 | 2022 Q3 | Awaiting Confirmation | 2025 Q3 | Europe | Germany | Brandenburg |  | Between the L30 and A13 motorway in Schenkendorf, Mittenwalde district. | 15749 | Commercial & Leisure | Data Center | Data Center |  |  | New | Onshore | Google LLC is planning to construct a data center campus on a 30ha in Schenkendorf, Mittenwald (Dahme-Spreewald district), Brandenburg, Germany. The project involves the construction of a data center campus, server halls, cloud services facilities, an office facility, server rooms, and parking facilities, as well as the installation of servers and backup power supply systems. In the third quarter of 2022, Google signed corresponding preliminary land purchase contracts with the land owners and the local authority. Nvelop SRO has been appointed as the planner. The exact construction timeline is not fixed yet. | 52.2733 | 13.5574 | The project involves the construction of a data center campus on a 30ha in Schenkendorf, Mittenwald (Dahme-Spreewald district), Brandenburg, Germany. The US$975 million project includes the following: 1. Construction of a data center campus 2. Construction of server halls 3. Construction of cloud services facilities 4. Construction of an office facility 5. Construction of server rooms 6. Construction of parking facilities 7. Installation of servers and backup power supply systems | Emergency power/Backup power; Heating, ventilation and air conditioning (HVAC); Hyperscale Data Center | A data center campus is planned to be developed between L30 and A13 Motorway in Schenkendorf. The project aims to meet the growing demand in data centers and cloud services. |  | July 2025 - The project has been cancelled. February 2025 - Google is in the process of submitting the building application. August 2024 - Administrative procedure are underway. February 2024 - Administrative procedure are underway. August 2023 - Mittenwalde City presented the preliminary development plan for inspection. October 03, 2022 - Google and Mittenwalde City signed corresponding preliminary contracts for 30ha site in Schenkendorf. September 2022 - Google signed corresponding preliminary land purchase contracts with the land owners and the local authority. July 2022 - Google announced plans to construct a data center campus in Schenkendorf. | Project has been Cancelled | -5 | Not Funded / Unconfirmed | Private | Google LLC |  |  | Nvelop SRO
409465 | 409465 | 2026-02-09 12:41 | Edged Energy/ Seefried Properties – Aurora Tech Park – Illinois | Edged Energy/ Seefried Properties – Aurora Tech Park – Illinois | https://construction.globaldata.com/Projects/Overview/409465 | Execution | Parent | 500 | 2021 Q1 | 2023 Q2 | 2027 Q2 | North America | United States | Illinois | Aurora | at Bilter and Eola roads | 60502 | Commercial & Leisure | Data Center | Data Center |  |  | New | Onshore | Seefried Industrial Properties (SIP) and Endeavour's Edged Energy division (EE) are undertaking the construction of a colocation data center in Aurora, Illinois, the US. The project involves the construction of three data center buildings with a capacity of 96MW on 26.30ha of land. It includes the construction of a substation and the installation of EV charging stations, solar panels and safety and security systems. It is being constructed in three phases. Phase I included the construction of a two-story, 19,510m2, 24MW ORD01-1. Phase II includes the construction of a single-story ORD01-2 (which can be split into two facilities) that will offer 72MW. The facility will be powered by ComEd and it will employ ThermalWorks closed-loop, waterless cooling technologies and aims to deliver liquid-to-chip cooling of more than 200 kilowatts per rack to reduce energy consumption and water use. ComEd has been appointed as the electrical engineer, Ware Malcomb as the architect, FCL Builder as the general contractor and Kimley-Horn as the civil engineer. Construction works on the first building are completed in February 2025. Construction works on the second building commenced in November 2025 and is scheduled to be completed by the second quarter of 2027. | 41.808 | -88.2406 | The project involves the construction of three data center buildings with a capacity of 96MW on 26.30ha of land in Aurora, Illinois, the US. The US$500 million project includes the following: 1. Construction of a substation 2. Installation of EV charging stations 3. Installation of solar panels 4. Installation of safety and security systems | Colocation Data Center; EV Charging Stations; Heating, ventilation and air conditioning (HVAC) | A data center is being built at the intersection of Interstate 88 and Eola Road in Aurora. It is located at the southwest corner of Bilter Road and Eola Road. |  | February 2026 - Construction activities are underway. November 2025 - A groundbreaking ceremony was held for the second phase. February 2025 - Construction works completed in the first phase. May 2024 - Construction works are underway. June 2023 - Construction works are underway. May 2023 - A groundbreaking ceremony was held, marking the start of construction. Q1 2021 - SIP and EE announced plans to build a data center in Aurora. | Project work on Schedule | 1 | Not Funded / Unconfirmed | Private | Edged Energy LLC;Seefried Properties Inc | FCL Builders LLC | Ware Malcomb | Commonwealth Edison Co;Kimley-Horn and Associates Inc
558755 | 558755 | 2026-02-09 10:09 | DL Invest Group – Bielsko-Biala AI Data Center – Silesian Voivodeship | DL Invest Group – Bielsko-Biala AI Data Center – Silesian Voivodeship | https://construction.globaldata.com/Projects/Overview/558755 | Planning | Parent | 1000 | 2025 Q4 | 2027 Q1 | 2028 Q4 | Europe | Poland | Silesian Voivodeship | Bielsko-Biala | Eugeniusza Kwiatkowskiego 71B | 43-346 | Commercial & Leisure | Data Center | Data Center |  | Medium | New | Onshore | DL Invest Group PM SA (DL Invest) and Boosteroid are planning to construct an AI, colocation data center in Bielsko-Biala, Silesian Voivodeship, Poland. The project involves the construction of a 50MW data center. It includes the construction of data halls, server rooms, and a substation, and the installation of a generator, a cooling system, and a safety and security system. It will further scale upto 200MW. In November 2025, DL Invest signed a joint venture agreement with Boosteroid to build a network of 12 data centers across Europe, and the Bielsko-Biała data center is the first project among those. The project is scheduled to be completed by 2028. | 49.8428 | 19.0374 | The project involves the construction of a 50MW data center in Bielsko-Biala, Silesian Voivodeship, Poland. The US$1,000 million project includes the following: 1. Construction of data halls 2. Construction of server rooms 3. Construction of a substation 4. Installation of a generator 5. Installation of a cooling system 6. Installation of a safety and security system | Colocation Data Center |  |  | February 2026 - The project is in the conceptual phase; simultaneously, the selection of technology providers is underway. November 2025 - DL Invest and Boosteroid announced a plan to construct a data center in Silesia. | No Major Development | 0 | Not Funded / Unconfirmed | Private | DL Invest Group PM SA
558766 | 558766 | 2026-02-09 09:30 | Stockland – 1-5 Khartoum Road Building H Data Center – New South Wales | Stockland – 1-5 Khartoum Road Building H Data Center – New South Wales | https://construction.globaldata.com/Projects/Overview/558766 | Study | Parent | 409 | 2025 Q1 | 2027 Q3 | 2030 Q4 | Asia-Pacific | Australia | New South Wales | Sydney | Part 1-5 Khartoum Road, Macquarie Park | 2113 | Commercial & Leisure | Data Center | Data Center |  | Medium | Redevelopment | Onshore | Stockland Corporation Limited is planning to construct a data center in Macquarie Park, Sydney, Australia. The project involves the demolition of all existing buildings for the construction of a 10-storey 13,920m2 data center with a building height of 73.4m and a consumption capacity of 34.3MW. It includes the construction of eight 6,572m2 data halls, 878m2 office space, 5,857m2 lobby and ancillary spaces, 32 at-grade car parking spaces, a 33kV switching station, diesel storage tanks, water tanks for industrial water, fire water, the installation of 19 backup diesel generators, a cooling plant, safety and security systems. The project is expected to create 240 construction jobs and 50 operational jobs. The cooling system uses evaporative cooling towers on the roof of the building. Greenbox Architecture Pty Ltd has been appointed as an architect, Urbis Ltd as an environmental consultant, Douglas Partners Pty Ltd as a geotechnical consultant, Arup as a consultant, Northrop Engineers as civil engineer. | -33.8678 | 151.2073 | The project involves the construction of a 10-storey 13,920m2 data center with a building height of 73.4m and a consumption capacity of 34.3MW at 1-5 Khartoum Road, Macquarie Park in Sydney, Australia. The US$409 million project includes the following: 1. Construction of eight 6,572m2 data halls on four levels 2. Construction of 878m2 office space 3. Construction of 5,857m2 lobby and ancillary spaces 4. Construction of 32 at-grade car parking spaces 5. Construction of a 33kV switching station 6. Construction of diesel storage tanks 7. Construction of water tanks 8. Installation of 19 backup diesel generators 9. Installation of a cooling plant 10. Installation of safety and security systems |  |  |  | February 2026 - EIS review process is underway. October 2025 - Environmental Impact Statement has been submitted for review to the NSW Environment Protection Authority (EPA). Q1 2025 - Stockland announced plans to build data center at 1-5 Khartoum Road, Macquarie Park. | Project work on Schedule | 1 | Not Funded / Unconfirmed | Private | Stockland Corp Ltd |  | Greenbox Architecture | Arup Australia Pty Ltd;Douglas Partners Pty Ltd;Northrop Engineers;Urbis Pty Ltd
509606 | 509560 | 2026-02-09 03:40 | Ada Infra – Tokyo East 1 Data Center: TKE1-3 – Chiba | Ada Infra – Tokyo East 1 Data Center – Chiba | https://construction.globaldata.com/Projects/Overview/509606 | Planning | Sub | 30 | 2022 Q1 | 2028 Q1 | 2029 Q4 | Asia-Pacific | Japan | Chiba | Chiba | Inzai City | 270-1352 | Commercial & Leisure | Data Center | Data Center |  | Low | New | Onshore | Ada Infrastructure (Ada) is planning to undertake the construction of a colocation data center in Inzai City, Chiba, Japan. The project involves the construction of a four-storey data center with a capacity of 26MW. It includes the construction of an on-site substation with 110 MVA, data halls, an office space, private meeting rooms, common rest areas, and parking facilities, and the installation of equipment and safety and security systems. The data center will use a closed-loop air-cooled chiller plant to serve fan-coil units in each data hall. An on-site substation with 110 MVA power secured by Tokyo Electric Power Company (TEPCO). Construction works are expected to be completed by 2029. | 35.6 | 140.1167 | The project involves the construction of a four-storey data center with a capacity of 26 MW in Inzai City, Chiba, Japan. The US$30 million project includes the following: 1. Construction of on-site substation with 110 MVA and data halls 2. Construction of an office space 3. Construction of private meeting rooms 4. Construction of common rest areas 5. Construction of parking facilities 6. Installation of equipment 7. Installation of safety and security systems | Colocation Data Center |  |  | February 2026 - Planning activities are underway. Q1 2022 - Ada announced plans to construct the Tokyo East 1 multi-phase data center in Chiba. | No Major Development | 0 | Not Funded / Unconfirmed | Private | Ada Infrastructure
509605 | 509560 | 2026-02-09 03:40 | Ada Infra – Tokyo East 1 Data Center: TKE1-2 – Chiba | Ada Infra – Tokyo East 1 Data Center – Chiba | https://construction.globaldata.com/Projects/Overview/509605 | Planning | Sub | 30 | 2022 Q1 | 2027 Q2 | 2028 Q4 | Asia-Pacific | Japan | Chiba | Chiba | Inzai City | 270-1352 | Commercial & Leisure | Data Center | Data Center |  | Low | New | Onshore | Ada Infrastructure (Ada) is planning to undertake the construction of a colocation data center in Inzai City, Chiba, Japan. The project involves the construction of a four-storey data center with a capacity of 20MW. It includes the construction of an on-site substation with 110 MVA, data halls, an office space, private meeting rooms, common rest areas, and parking facilities, and the installation of equipment and safety and security systems. The data center will use a closed-loop air-cooled chiller plant to serve fan-coil units in each data hall. An on-site substation with 110 MVA power secured by Tokyo Electric Power Company (TEPCO). Construction works are expected to be completed by 2028. | 35.6 | 140.1167 | The project involves the construction of a four-storey data center with a capacity of 20MW in Inzai City, Chiba, Japan. The US$30 million project includes the following: 1. Construction of on-site substation with 110 MVA and data halls 2. Construction of an office space 3. Construction of private meeting rooms 4. Construction of common rest areas 5. Construction of parking facilities 6. Installation of equipment 7. Installation of safety and security systems | Colocation Data Center |  |  | February 2026 - Planning activities are underway. Q1 2022 - Ada announced plans to construct the Tokyo East 1 multi-phase data center in Chiba. | No Major Development | 0 | Not Funded / Unconfirmed | Private | Ada Infrastructure
509604 | 509560 | 2026-02-09 03:40 | Ada Infra – Tokyo East 1 Data Center: TKE1-1 – Chiba | Ada Infra – Tokyo East 1 Data Center – Chiba | https://construction.globaldata.com/Projects/Overview/509604 | Planning | Sub | 30 | 2022 Q1 | 2027 Q2 | 2027 Q4 | Asia-Pacific | Japan | Chiba | Chiba | Inzai City | 270-1352 | Commercial & Leisure | Data Center | Data Center |  | Low | New | Onshore | Ada Infrastructure (Ada) is planning to undertake the construction of a colocation data center in Inzai City, Chiba, Japan. The project involves the construction of a four-storey data center with a capacity of 20MW. It includes the construction of 5,000m2, eight 2.6 MW IT load data halls, an on-site substation with 110 MVA, data halls, an office space, private meeting rooms, common rest areas, and parking facilities, and the installation of equipment and safety and security systems. The data center will use a closed-loop air-cooled chiller plant to serve fan-coil units in each data hall. An on-site substation with 110 MVA power secured by Tokyo Electric Power Company (TEPCO). Construction works are expected to be completed by 2027. | 35.6 | 140.1167 | The project involves the construction of a 20MW four-storey data center in Inzai City, Chiba, Japan. The US$30 million project includes the following: 1. Construction of on-site substation with 110 MVA and data halls 2. Construction of an office space 3. Construction of private meeting rooms 4. Construction of common rest areas 5. Construction of parking facilities 6. Installation of equipment 7. Installation of safety and security systems | Colocation Data Center |  |  | February 2026 - Planning activities are underway. Q1 2022 - Ada announced plans to construct the Tokyo East 1 multi-phase data center in Chiba. | No Major Development | 0 | Not Funded / Unconfirmed | Private | Ada Infrastructure
509560 | 509560 | 2026-02-09 03:40 | Ada Infra – Tokyo East 1 Data Center – Chiba | Ada Infra – Tokyo East 1 Data Center – Chiba | https://construction.globaldata.com/Projects/Overview/509560 | Planning | Parent | 100 | 2022 Q1 | 2026 Q4 | 2029 Q4 | Asia-Pacific | Japan | Chiba | Chiba | Inzai City | 270-1352 | Commercial & Leisure | Data Center | Data Center |  | Low | New | Onshore | Ada Infrastructure (Ada) is planning to undertake the construction of a colocation data center in Inzai City, Chiba, Japan. The project involves the construction of three, four-storey building data centers with a capacity of 67MW. It is being developed in three phases. The first phase known as 'TKE1-1' involves the construction of four-story data center building with a capacity of 20MW and 5,000m2, eight 2.6 MW IT load data halls, the second phase known as 'TKE1-2' involves the construction of four-story data center building with a capacity of 20MW and the third involves known as 'TKE1-3' involves the construction of four-story data center building with a capacity of 26MW. It also includes the construction of an on-site substation with 110 MVA, data halls, an office space, private meeting rooms, common rest areas, and parking facilities, and the installation of equipment and safety and security systems. The data center will use a closed-loop air-cooled chiller plant to serve fan-coil units in each data hall. An on-site substation with 110 MVA power secured by Tokyo Electric Power Company (TEPCO). Construction works on phase I are scheduled for completion by 2027, phase II by 2028, and phase III by 2029. | 35.6 | 140.1167 | The project involves the construction of a three, four-storey building data centers with a capacity of 67 MW in Inzai City, Chiba, Japan. The US$100 million project includes the following: 1. Construction of on-site substation with 110 MVA and data halls 2. Construction of an office space 3. Construction of private meeting rooms 4. Construction of common rest areas 5. Construction of parking facilities 6. Installation of equipment 7. Installation of safety and security systems | Colocation Data Center; Heating, ventilation and air conditioning (HVAC) |  |  | February 2026 - Planning activities are underway. June 2025 - Planning activities are underway. Q1 2022 - Ada announced plans to construct the Tokyo East 1 multi-phase data center in Chiba. | No Major Development | 0 | Not Funded / Unconfirmed | Private | Ada Infrastructure
509563 | 509563 | 2026-02-09 03:39 | Ada Infra – Tokyo East 2 Data Center – Tokyo | Ada Infra – Tokyo East 2 Data Center – Tokyo | https://construction.globaldata.com/Projects/Overview/509563 | Planning | Parent | 800 | 2023 Q3 | 2026 Q4 | 2028 Q4 | Asia-Pacific | Japan | Tokyo | Tokyo |  | 104-0045 | Commercial & Leisure | Data Center | Data Center |  | Low | New | Onshore | Ada Infrastructure is planning to construct a colocation data center in Tokyo, Japan. The project involves the construction of a data center that includes four buildings with a combined consumption capacity of 190MW. It includes the construction of server rooms, control rooms, an administrative space, meeting rooms, storage space, distribution rooms, parking facilities, the installation of servers, electrical equipment, safety and security systems, cooling systems, and lighting systems. | 35.6623 | 139.769 | The project involves the construction of a colocation data center that includes four buildings with a combined consumption capacity of 190MW in Tokyo, Japan. The US$800 million project includes the following: 1. Construction of server rooms 2. Construction of control rooms 3. Construction of an administrative space 4. Construction of meeting rooms 5. Construction of storage space 6. Construction of distribution rooms 7. Construction of parking facilities 8. Installation of servers 9. Installation of electrical equipment 10. Installation of safety and security systems 11. Installation of cooling systems 12. Installation of lighting systems | Colocation Data Center; Heating, ventilation and air conditioning (HVAC) |  | http://adainfrastructure.com/en-US/tokyo-east-2 | February 2026 - Planning activities are underway. June 2025 - Planning activities are underway. May 2024 - Planning activities are underway. Q3 2023 - Ada Infrastructure announced a plan to build a data center in Tokyo. | No Major Development | 0 | Not Funded / Unconfirmed | Private | Ada Infrastructure
413905 | 413905 | 2026-02-09 03:33 | MSFT – Mekaguda Data Center – Telangana | MSFT – Mekaguda Data Center – Telangana | https://construction.globaldata.com/Projects/Overview/413905 | On Hold | Parent | 704 | 2021 Q1 | 2023 Q1 |  | Asia-Pacific | India | Telangana | Hyderabad | Mekaguda | 509228 | Commercial & Leisure | Data Center | Data Center |  |  | New | Onshore | Microsoft Corporation (MSFT) is undertaking the construction of a HYD01 data center in Mekaguda, Hyderabad, Telangana, India. The project involves the construction of a 63,016m2 data center with a capacity of 100MW on 8.90ha of land. It includes the construction of server rooms, meeting rooms, administrative facilities, and storage facilities, the installation of equipment and cooling systems, and safety and security systems. AECOM has been appointed as an environmental consultant, and Fluor Corp as the EPCM contractor. In September 2025, the project is on hold due to environmental concerns and is pending in court for a final verdict. | 17.0856 | 78.2788 | The project involves the construction of a 63,016m2 data center with a capacity of 100MW on 8.90ha of land in Hyderabad, Telangana, India. The US$704 million (INR52,910 million) project includes the following: 1. Construction of server rooms 2. Construction of administrative facilities 3. Construction of storage facilities 4. Installation of equipment and cooling systems 5. Installation of safety and security systems | Heating, ventilation and air conditioning (HVAC); Hyperscale Data Center |  |  | February 2026 - The project is put on hold. September 2025 - The project is on hold due to environmental concerns and pending in court for final verdict. May 2025 - Construction works are underway. November 2024 - Construction works are underway and the project is being opposed by the local residents. July 2024 - 70% of construction works are completed. May 2024 - Construction activities are underway, and a judge rejected the request to ask MSFT to stop the construction activities while the case was pending. September 2023 - MSFT requested the petition be dropped denying all claims. July 2023 - Construction activities are underway and a petition was filed against MSFT in Telangana High Court for the encroachment of the land. January 2023 - Construction activities commenced. March 2022 - MSFT acquired 8.9ha of land in Mekaguda. Q1 2021 - MSFT announced the plans to build a data center in Hyderabad. | No Major Development | 0 | Not Funded / Unconfirmed | Private | Microsoft Corp | Fluor Corp |  | AECOM India Pvt Ltd
558427 | 558427 | 2026-02-09 03:27 | Silver Fox 606 – Indiantown Data Center – Florida | Silver Fox 606 – Indiantown Data Center – Florida | https://construction.globaldata.com/Projects/Overview/558427 | Planning | Parent | 3600 | 2025 Q4 | 2026 Q3 | 2027 Q2 | North America | United States | Florida |  | 13820 Silver Fox Ln | 34956 | Commercial & Leisure | Data Center | Data Center |  | Medium | New | Onshore | Silver Fox 606 LLC is planning to build a data center at 13820 Silver Fox Lane in Indiantown, Florida, the US. The project involves the construction of a 371,611m2 data center on 245ha of land. It includes the construction of server rooms with racks, control rooms, an administrative space, storage space, meet-me rooms, and the installation of generators, air conditioning, safety, and security systems. The project will be developed in three phases. The first phase involves the construction of five 204,386m2 two-storey buildings, the second phase involves a 37,161m2 two-storey building, and the third phase involves three 130,064m2 two-storey buildings. The facility will draw power from the utility grid. The project will create 400 jobs. Construction works are expected to be completed by June 2027. | 27.043 | -80.5292 | The project involves the construction of a 371,612m2 data center on 245ha of land in Indiantown, Florida, the US. The US$3,600 million project includes the following: 1. Construction of server rooms with racks 2. Construction of control rooms 3. Construction of an administrative space 4. Construction of storage space 5. Construction of meet-me rooms 6. Installation of generators 7. Installation of equipment 8. Installation of advanced cooling systems 9. Installation of safety and security systems |  |  |  | February 2026 - Silver Fox 606 is in the process of submitting a planning application to the Village of Indiantown Council. Q4 2025 - Silver Fox 606 announced plans to build a data center in Indiantown. | Project work on Schedule | 1 | Not Funded / Unconfirmed | Private | Silver Fox 606 LLC
362575 | 362575 | 2026-02-08 18:07 | Equinix/ GIC – Seoul xScale Data Centers – Seoul | Equinix/ GIC – Seoul xScale Data Centers – Seoul | https://construction.globaldata.com/Projects/Overview/362575 | Execution | Parent | 525 | 2021 Q2 | 2022 Q1 | 2027 Q4 | Asia-Pacific | South Korea | Seoul | Seoul |  |  | Commercial & Leisure | Data Center | Data Center |  |  | New | Onshore | Equinix Inc. (Equinix) and GIC Pte Ltd (GIC) are undertaking the construction of two xScale hyper-scale data centers in Seoul, South Korea. The project involves the construction of two xScale data centers with a combined power consumption capacity of 45MW. It includes the construction of server rooms, meeting rooms, an administrative space, and parking facilities, and the installation of equipment and cooling systems. The facility will use 100% renewable energy and use liquid cooling technology for cooling. The facility will be equipped with graphics processing units (GPUs) from NVIDIA. Two data centres are named SL2x and SL3x. SL2x includes the construction of 6,600m2 of colocation space and 22MW of power capacity with an investment value of US$210 million. POSCO Engineering & Construction is undertaking the construction of two data centers. In February 2025, construction works commenced on SL3x. | 37.564 | 126.834 | The project involves the construction of two xScale data centers with a combined power consumption capacity of 45MW in Seoul, South Korea. The US$525 million project includes the following: 1. Construction of server rooms 2. Construction of meeting rooms 3. Construction of an administrative space 4. Construction of parking facilities 5. Installation of cooling systems | Colocation Data Center; Heating, ventilation and air conditioning (HVAC); Hyperscale Data Center | A hyper-scale data center is being constructed in Seoul. The project aims to serve the unique core workload deployment needs of hyperscale companies, including the world's largest cloud service providers. |  | February 2026 - Construction activities are underway. July 2025 - SL3x construction works are underway. February 2025 - SL3x construction works commenced. September 2024 - Pre-construction works on SL3x are underway. February 2024 - Construction of SL2x is completed. November 2023 - Construction works are underway. August 2023 - Construction works are underway. January 2023 - Construction works are underway. June 2022 - Construction of SL2x is underway. January 27, 2022 - Equinix signed an agreement with GIC for the development of the project. Q2 2021 - Equinix and GIC announced plans to build two xScaleTM data centers in Seoul. | Project work on Schedule | 1 | Not Funded / Unconfirmed | Private | Equinix Inc;GIC Private Ltd | POSCO Eco & Challenge Co Ltd
383890 | 383890 | 2026-02-08 12:41 | CapitaLand – Madhapur Data Centre – Telangana | CapitaLand – Madhapur Data Centre – Telangana | https://construction.globaldata.com/Projects/Overview/383890 | Execution | Parent | 110 | 2022 Q2 | 2023 Q3 | 2028 Q4 | Asia-Pacific | India | Telangana | Hyderabad | Plot No. 17, Gate No.5, Software Units Layout, Madhapur, International tech park | 500081 | Commercial & Leisure | Data Center | Data Center |  |  | New | Onshore | CapitaLand Group Pvt. Ltd. (CapitaLand) is undertaking the construction of a data centre in Hyderabad, Telangana, India. The project involves the construction of a 27,870m2 data centre with a consumption capacity of 40MW with 11 data halls on 8.10ha of land. It includes the construction of server rooms with 4,200 racks, control rooms, 220kv gas insulated substation, an administrative space, storage space, distribution rooms, and the installation of generators, air conditioning, safety and security systems. The project will be implemented in two phases. Phase one involves the construction of a 27MW data centre. The project's IT load is protected by an N+N redundant UPS system, providing eight minutes of end-of-life (EOL) battery backup at full capacity for each UPS unit, Dual power distribution with option for single or three phase power source per rack as per requirement, N+3 redundant air-cooled chillers and N+2 redundant Computer Room Air Conditioner (CRAC) per data hall, N+1 power backup with dual synchronization panel and is a colocation type data center. URC Construction Pvt Ltd has been appointed as the contractor and PERI as the supply contractor. In September 2023, Construction works commenced on the first phase. In December 2025, CapitaLand raised a US$117 million in equity at the first close of its CapitaLand India Data Centre Fund (CIDCF). | 17.435 | 78.3819 | The project involves the construction of a 27,870m2 data centre with a consumption capacity of 40MW with 11 data halls on 8.10ha of land in Hyderabad, Telangana, India. The US$110 million project includes the following: 1. Construction of server rooms with 4,200 racks 2. Construction of control rooms 3. Construction of 220 kV gas-insulated substation 4. Construction of an administrative space 5. Construction of storage space 6. Construction of distribution rooms 7. Installation of generators 8. Installation of equipment 9. Installation of advanced cooling systems 10. Installation of safety and security systems | Colocation Data Center; Elevator; Heating, ventilation and air conditioning (HVAC); LEED | A data center is constructing at plot No. 17, Gate No.5, Software Units Layout, in Madhpur in the International Tech Park in Hyderabad. The project aims to provide cloud services business and expand data center capacity to improve the quality of services to users. The project is to achieve "LEED Gold certification". |  | February 2026 - Construction activities are underway. May 2025 - Construction works on the first phase are nearing completion. July 2024 - Construction works on the first phase are underway. September 2023 - Construction works on the first phase were commenced. July 2023 - Planning activities are underway. November 2022 - Planning activities are underway. Q2 2022 - CapitaLand announced plans to construct a data centre in Hyderabad. | Project work on Schedule | 1 | Not Funded / Unconfirmed | Private | CapitaLand Group Pte Ltd | CapitaLand Group Pte Ltd;URC Construction (P) Ltd
504439 | 504439 | 2026-02-07 04:16 | Stack Infra – MIL09 Data Center – Lombardy | Stack Infra – MIL09 Data Center – Lombardy | https://construction.globaldata.com/Projects/Overview/504439 | Planning | Parent | 250 | 2024 Q1 | 2027 Q3 | 2029 Q4 | Europe | Italy | Lombardy | Milan |  |  | Commercial & Leisure | Data Center | Data Center |  | Low | New | Onshore | Stack Infrastructure (Stack Infra) is planning to construct a data center near Linate Airport, in Milan Italy. The project includes the construction of 98,425m2 data center with a capacity of 48MW on 6ha of land. It includes the construction of server rooms, administrative space, distribution rooms, and parking facilities, and the installation of racks, cooling systems and safety and security systems. The project is part of a broader data center network in Milan, which also includes campuses like MIL01, MIL02, MIL03, MIL04, MIL06, and MIL08 The project aims to utilize 100% renewable energy. | 45.4643 | 9.1895 | The project includes the construction of a data center with a capacity of 48MW on 6ha of land in Italy. The US$250 million project includes the following: 1. Construction of server rooms 2. Construction of administrative space 3. Construction of distribution rooms 4. Construction of parking facilities 5. Installation of racks 6. Installation of cooling systems 7. Installation of safety and security systems | Colocation Data Center; Green data center; Heating, ventilation and air conditioning (HVAC) |  |  | February 07, 2026 - We have not been able to obtain further updates on this project. We have retained the same project stage and amended the key dates accordingly. We will update the profile as soon as we obtain any new information. April 2025 - Planning activities are underway March 2024 - Stack Infra announced plans to construct a data center in Milan. | Information Unavailable |  | Not Funded / Unconfirmed | Private | Stack Infrastructure
512311 | 512311 | 2026-02-06 17:59 | AWS – Bracknell Village Data Center – Bracknell Forest | AWS – Bracknell Village Data Center – Bracknell Forest | https://construction.globaldata.com/Projects/Overview/512311 | Planning | Parent | 250 | 2024 Q1 | 2027 Q1 | 2030 Q4 | Europe | United Kingdom | Bracknell Forest | Bracknell |  | RG12 | Commercial & Leisure | Data Center | Data Center |  | Low | New | Onshore | Amazon Web Services is planning to construct a hyperscale data center in Bracknell, Bracknell Forest, the UK. The project involves the construction of a data center with a consumption capacity of 13.5MW. It includes the construction of data halls, substations, parking spaces, and office facilities, and the installation of safety and security systems. | 51.4136 | -0.75054 | The project involves the construction of a data center with a consumption capacity of 13.5MW in Bracknell, Bracknell Forest, the UK. The US$250 million project includes the following: 1. Construction of data halls 2. Construction of substations 3. Construction of parking spaces 4. Construction of office facilities 5. Installation of safety and security systems | Heating, ventilation and air conditioning (HVAC) |  |  | February 2026 - Planning activities are underway. July 2025 - Planning activities are underway. February 2025 - Planning activities are underway. Q1 2024 - Amazon Web Services announced plans to build a data center in Bracknell. | No Major Development | 0 | Not Funded / Unconfirmed | Private | Amazon Web Services Inc
505143 | 505143 | 2026-02-06 17:47 | Goodman Property – Auckland Data Centers Program – Auckland | Goodman Property – Auckland Data Centers Program – Auckland | https://construction.globaldata.com/Projects/Overview/505143 | Planning | Program | 185 | 2023 Q3 | 2027 Q4 | 2029 Q2 | Asia-Pacific | New Zealand | Auckland | Auckland |  |  | Commercial & Leisure | Data Center | Data Center |  | Medium | New | Onshore | Goodman Property Trust (GMT) is planning to develop multiple data centers across Auckland in New Zealand. The program involves the construction of data centers. It includes the construction of server rooms, a control room, an office space, and the installation of equipment and safety and security systems. GMT is investigating the possibility of data centre development on 50ha of brownfield, last-mile industrial sites in South Auckland. It is in the process of establishing an internal fund management arm. If this restructuring is approved by shareholders, it will launch the Auckland-based property fund. | -36.8667 | 174.7667 | The program involves the construction of data centers across Auckland, New Zealand. The US$185 million program includes the following: 1. Construction of server rooms 2. Construction of a control room 3. Construction of office spaces 4. Installation of equipment 5. Installation of safety and security systems | Heating, ventilation and air conditioning (HVAC); Hyperscale Data Center |  |  |  | Project work on Schedule | 1 | Not Funded / Unconfirmed | Private | Goodman Property Trust
452747 | 452747 | 2026-02-06 17:40 | CyrusOne – CyrusOnes Data Center Campus – Arizona | CyrusOne – CyrusOnes Data Center Campus – Arizona | https://construction.globaldata.com/Projects/Overview/452747 | Planning | Parent | 50 | 2018 Q2 | 2027 Q1 | 2030 Q4 | North America | United States | Arizona | Mesa | Elliot and Ellsworth roads |  | Commercial & Leisure | Data Center | Data Center |  | Low | New | Onshore | CyrusOne Data Centers (CyrusOne) is planning to construct a data center campus near the intersection of Elliot and Ellsworth roads, within the Mesa Elliot Technology Park in Mesa, Arizona, the US. The project involves the construction of five two-story, each comprising 26,944m2 data center campus, on 27.64ha of land. It includes the construction of a switchyard, an administrative space, server rooms, control rooms, and parking spaces, and the installation of safety and security systems. Corgan has been appointed as architect. | 33.3484 | -111.6369 | The project involves the construction of five two-story, each comprising 26,944m2 data center campus, on 27.64ha of land in Mesa, Arizona, the US. The US$50 million project includes the following: 1. Construction of a switch yard 2. Construction of an administrative space 3. Construction of server rooms 4. Construction of control rooms 5. Construction of parking spaces 6. Installation of safety and security systems |  |  |  | February 2026 - Planning activities are underway. June 10, 2025 - We have not been able to obtain further updates on this project. We have retained the same project stage and amended the key dates accordingly. We will update the profile as soon as we obtain any new information. August 2024 - Planning activities are underway. July 2024 - Mesa Planning and Zoning Commission has voted to amend general plans and rezone the site area. November 2023 - CyrusOne submitted project plans to the Mesa City Council. July 2022 - Planning activities are underway. June 2018 - CyrusOne purchased the project site. Q2 2018 - CyrusOne announced plans to construct data center campus in Mesa. | No Major Development | 0 | Not Funded / Unconfirmed | Private | CyrusOne Inc |  | Corgan Associates Inc
512612 | 512612 | 2026-02-06 16:27 | Equinix – NY11 Data Center Phase V – New York | Equinix – NY11 Data Center Phase V – New York | https://construction.globaldata.com/Projects/Overview/512612 | Execution | Parent | 38 | 2023 Q3 | 2024 Q4 | 2026 Q2 | North America | United States | New York | New York City |  |  | Commercial & Leisure | Data Center | Data Center |  |  | New | Onshore | Equinix, Inc. (Equinix) is undertaking the construction of an International Business Exchange (IBX) data center in New York, the US. The project involves the construction of a data center. It includes the construction of server rooms, meeting rooms, administrative space and parking spaces, and the installation of 600 cabinets/racks, equipment and cooling systems. | 40.7143 | -74.006 | The project involves the construction of a data center in New York, the US. The US$38 million project includes the following: 1. Construction of server rooms 2. Construction of meeting rooms 3. Construction of administrative space 4. Construction of parking spaces 5. Installation of 600 cabinets/racks 6. Installation of equipment and cooling systems |  |  |  | February 06, 2026 - We have not been able to obtain further updates on this project. We have retained the same project stage and amended the key dates accordingly. We will update the profile as soon as we obtain any new information. July 2025 - Construction works are underway. December 2024 - Construction works are underway. Q3 2023 - Equinix announced plans to build a data center in New York. | Information Unavailable |  | Not Funded / Unconfirmed | Private | Equinix Inc
454555 | 454555 | 2026-02-06 15:38 | CyrusOne – FRA7 Data Center Campus – Hesse | CyrusOne – FRA7 Data Center Campus – Hesse | https://construction.globaldata.com/Projects/Overview/454555 | Execution | Parent | 1000 | 2023 Q3 | 2025 Q2 | 2029 Q1 | Europe | Germany | Hesse | Frankfurt am Main | Stroofstraße 27, Frankfurt am Main, Germany | 65933 | Commercial & Leisure | Data Center | Data Center |  |  | Redevelopment | Onshore | CyrusOne is undertaking the construction of the FRA7 Data Center Campus at Frankfurt Westside Business Park (formerly Griesheim Industrial Park) in Frankfurt am Main, Hesse, Germany. The project involves the construction of a data center campus on a 6.3ha area, two three-story buildings with nine data halls (Hall I to IX) and an 81MW IT load capacity, office and social facilities, parking facilities, a greening façade on a 1,800m2 on walls and roofs, the development of a green park on a 5,500m2 area, and the installation of elevators, a solar-powered heat pump, a high-voltage grid connection network with dedicated substation, and power facilities. BEOS AG and Swiss Life Asset Managers sold the 6.3ha site to CyrusOne. BEOS and Swiss Life will manage the project development. Initially, BEOS and Albert Speer + Partner GmbH (AS+P) drew up a development plan for the property. The project will be developed in phases; Phase One includes the construction of Hall I with a 9MW IT load capacity. The campus will generate 40MW of waste heat, which will be delivered to the BEOS's Frankfurt Westside campus heating network. The project will be built according to the German Sustainable Building Council (Deutsche Gesellschaft für Nachhaltiges Bauen; DGNB) Platinum and BREEAM Very Good certifications. CyrusOne and BEOS AG contracted to secure a significant power provision for a 150MVA utility power supply at 110kV. CyrusOne and BEOS will construct a redundant high-voltage grid connection with a dedicated substation. BEOS will develop all necessary infrastructure for the 6.3ha site, including campus landscaping, roads, street lighting, mains water, drainage, communications ducting, and waste heat recovery connection points. The project will create 500 jobs during the design and construction stage. Faber & Schnepp Hoch- und Tiefbau GmbH & Co. KG and TSL Projects Ltd have been appointed as the construction contractor, Jones Engineering as the planner, Peter Kolb GmbH as the demolition contractor and Elektrotechnik Eimers GmbH as the electro planner. The demolition work is scheduled to be completed in the fourth quarter of 2025. Construction work on Phase One will be completed by 2026. | 50.1344 | 8.4786 | The project involves the construction of the FRA7 Data Center Campus at Frankfurt Westside Business Park (formerly Griesheim Industrial Park) in Frankfurt am Main, Hesse, Germany. The US$ 1,000 million (EUR840 million) project includes the following: 1. Construction of a data center campus on a 6.3ha area 2. Construction of two three-story buildings with nine data halls (Hall I to IX) and an 81MW IT load capacity 3. Construction of office and social facilities 4. Construction of parking facilities 5. Construction of a greening façade on a 1,800m2 on walls and roofs 6. Development of a green park on a 5,500m2 area 7. Installation of elevators 8. Installation of a solar-powered heat pump 9. Installation of a high-voltage grid connection network with a dedicated substation 10. Installation of power facilities | BREEAM; DGNB; Hyperscale Data Center; Sustainable Building |  |  | February 2026 - Construction activities are underway. June 2025 - CyrusOne and E.ON signed a strategic power purchase agreement for the project. April 2025 - Construction work commenced. March 2025 - Excavation work commenced. February 2025 - Demolition activities are underway. December 2024 - Faber & Schnepp Hoch- und Tiefbau GmbH & Co. KG has been appointed as the construction contractor and demolition work commenced. August 2024 - Pre-construction and planning activities are underway. July 2024 - Pre-construction work commenced with the groundbreaking ceremony. April 2024 - CyrusOne and BEOS AG contracted to secure significant power provision for 150MVA utility power supply at 110kV. October 2023 - Demolition work commenced. September 2023 - CyrusOne announced plans to construct the FRA7 Data Center Campus in Frankfurt. | Project work on Schedule | 1 | Not Funded / Unconfirmed | Private | CyrusOne Inc | Faber & Schnepp Hoch U Tiefbau GmbH & Co KG;TSL Projects Ltd |  | BEOS AG;Elektrotechnik Eimers GmbH;Jones Engineering Group;Swiss Life Asset Management AG
411831 | 411831 | 2026-02-06 15:33 | CyrusOne – Allen DFW4 Data Center – Texas | CyrusOne – Allen DFW4 Data Center – Texas | https://construction.globaldata.com/Projects/Overview/411831 | Planning | Parent | 31 | 2023 Q3 | Awaiting Confirmation |  | North America | United States | Texas | Allen | Chelsea Boulevard | TX 75013 | Commercial & Leisure | Data Center | Data Center |  | Low | New | Onshore | CyrusOne is planning to construct a colocation data center in Allen, Texas, The US. The project involves the construction of a single-story 11,700m2 data center. It includes the construction of data halls with racks, meeting rooms, office space, storage facilities and parking facilities, and the installation of power and cooling systems, safety and security systems. The project is part of Allen Campus comprised of DFW3, DFW4 and DFW5 offers a massive 90,673m2 of technical space at full build-out. The facility is committed to operating on 100% renewable energy. It utilises closed loop, air-cooled chilled water system. The project has been designed to meet the requirements for LEED (Leadership in Energy and Environmental Design) certification. JHET Architects has been appointed as a design consultant. | 33.1032 | -96.6706 | The project involves the construction of a 11,700m2 data center in Allen, Texas, The US. The US$31 million project includes the following: 1. Construction of data halls with racks 2. Construction of meeting rooms 3. Construction of office space 4. Construction of storage facilities 5. Construction of parking facilities 6. Installation of power and cooling systems 7. Installation of safety and security systems | Colocation Data Center; Green data center; LEED |  |  | February 06, 2026 - We have not been able to obtain further updates on this project. We have retained the same project stage and amended the key dates accordingly. We will update the profile as soon as we obtain any new information. July 2025 - We have not been able to obtain further updates on this project. We have retained the same project stage and amended the key dates accordingly. We will update the profile as soon as we obtain any new information. July 2024 - Planning activities are underway. October 2023 - CyrusOne filed plans with the Texas Department of Licensing and Regulation. Q3 2023 - CyrusOne announces plans to build DFW4 data center in the Allen area of Dallas. | Information Unavailable |  | Not Funded / Unconfirmed | Private | CyrusOne Inc |  | JHET Architects
507981 | 507981 | 2026-02-06 15:33 | Google – Cedar Rapids and Council Bluffs Data Centers Expansion Program – Iowa | Google – Cedar Rapids and Council Bluffs Data Centers Expansion Program – Iowa | https://construction.globaldata.com/Projects/Overview/507981 | Execution | Program | 7000 | 2021 Q4 | 2023 Q3 | 2029 Q4 | North America | United States | Iowa |  |  |  | Commercial & Leisure | Data Center | Data Center |  |  | New | Onshore | Google LLC (Google) is planning to build data centers across Cedar Rapids and Council Bluffs, Iowa, the US. The program involves the construction of a 25MW data center on 564ha of land in Cedar Rapids, the expansion of existing data centers, and the installation of safety and security systems. The state has approved the city’s plan to grant US$56 million in tax breaks in the form of a 20-year, 70 percent tax exemption. Heaviside LLC has been appointed as the associate developer. | 41.9383 | -93.3898 | The program involves the construction of a large-scale data center in Cedar Rapids and Council Bluffs, Iowa, the US The US$7,000 million program includes the following: 1. Construction of a large-scale data center in Cedar Rapids 2. Expansion of data centers in Cedar Rapids and Council Bluffs 3. Installation of safety and security systems | Heating, ventilation and air conditioning (HVAC); Hyperscale Data Center | [5 empty] | Not Funded / Unconfirmed | Private | Google LLC
476869 | 476869 | 2026-02-06 15:33 | Thor Equities – Van Wert Data Center Campus – Ohio | Thor Equities – Van Wert Data Center Campus – Ohio | https://construction.globaldata.com/Projects/Overview/476869 | Planning | Parent | 2000 | 2024 Q3 | 2026 Q4 | 2030 Q4 | North America | United States | Ohio |  | on Gilliland Road and Marsh Road | 45891 | Commercial & Leisure | Data Center | Data Center |  | Low | New | Onshore | Thor Equities LLC (Thor Equities) is planning to construct a hyperscale data center campus on Gilliland Road and Marsh Road in Van Wert, Ohio, the US. The project involves the construction of five 116,128m2 data center buildings with a capacity of 500MW on 89ha of land. It includes the construction of server rooms, substations, and office spaces, and the installation of equipment and machinery, safety and security systems. The proposed facility will require up to 1.7 million gallons of water per day for cooling purposes. AEP Ohio has been appointed as a consultant. Construction works are expected to commence in 2026. | 40.8906 | -84.5751 | The project involves the construction of five 116,128m2 data center buildings with a capacity of 500MW on 89ha of land on Gilliland Road and Marsh Road in Van Wert, Ohio, the US. The US$2,000 million project includes the following: 1. Construction of server rooms 2. Construction of substations 3. Construction of office spaces 4. Installation of equipment and machinery 5. Installation of safety and security systems | Heating, ventilation and air conditioning (HVAC); Hyperscale Data Center |  |  | February 2026 - Planning activities are underway. September 2025 - Thor Equities purchased the project site from the Marsh Foundation. August 2025 - Planning activities are underway. January 2025 - Planning activities are underway. Q3 2024 - Thor Equities announced plans to build a data center campus in Van Wert. | No Major Development | 0 | Not Funded / Unconfirmed | Private | Thor Equities LLC |  |  | AEP Ohio
512369 | 512369 | 2026-02-06 15:32 | OpenAI/ SoftBank Group – Sakai AI-Data Center – Osaka | OpenAI/ SoftBank Group – Sakai AI-Data Center – Osaka | https://construction.globaldata.com/Projects/Overview/512369 | Planning | Parent | 676 | 2023 Q4 | 2027 Q3 | 2030 Q4 | Asia-Pacific | Japan | Osaka | Sakai | Sharp Green Front | 590-0908 | Commercial & Leisure | Data Center | Data Center |  | Low | Redevelopment | Onshore | SB OpenAI Japan, a joint venture company formed between SoftBank and OpenAI is planning to construct a hyperscale data center in Sakai City, Osaka Prefecture Japan. The project involves the construction of a data center with a combined consumption capacity of 150MW on 18ha of land. It includes the construction of server rooms, control rooms, an administrative space, meeting rooms, storage space, distribution rooms, parking facilities, the installation of servers, electrical equipment, safety and security systems, cooling systems, and lighting systems. In June 2024, SoftBank Corp. signed a memorandum of understanding (MoU) with Sharp Corporation regarding the construction of a data center on land of the former Sharp LCD panel plant. In February 2025, SoftBank and OpenAI have established SB OpenAI Japan, a joint venture with equal ownership. | 34.5955 | 135.4308 | The project involves the construction of an AI (artificial intelligence) data center with a combined consumption capacity of 150MW on 18ha of land in Sakai City, Osaka Prefecture Japan. The US$676 million project includes the following: 1. Construction of server rooms 2. Construction of control rooms 3. Construction of an administrative space 4. Construction of meeting rooms 5. Construction of storage space 6. Construction of distribution rooms 7. Construction of parking facilities 8. Installation of servers 9. Installation of electrical equipment 10. Installation of safety and security systems 11. Installation of cooling systems 12. Installation of lighting systems | Artificial Intelligence; Heating, ventilation and air conditioning (HVAC); Hyperscale Data Center |  |  | February 2026 - Planning activities are underway. July 2025 - Planning activities are underway. March 2025 - SoftBank and OpenAI have purchased a Sharp-owned factory to develop the project. February 2025 - SoftBank and OpenAI have recently established SB OpenAI Japan, a joint venture with equal ownership. December 2024 - The project is facing problem related to the site. June 2024 - SoftBank Corp. has signed a Memorandum of Understanding with Sharp Corporation regarding the construction of a data center utilizing land and buildings at Sharp’s LCD panel plant. Q4 2023 - Soft Bank announced plans to construct a data center in Sakai. | No Major Development | 0 | Not Funded / Unconfirmed | Private | OpenAI LLC;SoftBank Group Corp
509974 | 509974 | 2026-02-06 15:00 | Oppidan – 550 Opperman Drive Data Center – Minnesota | Oppidan – 550 Opperman Drive Data Center – Minnesota | https://construction.globaldata.com/Projects/Overview/509974 | Execution | Parent | 30 | 2024 Q2 | 2025 Q2 | 2026 Q4 | North America | United States | Minnesota | Eagan | 550 Opperman Dr | 55123 | Commercial & Leisure | Data Center | Data Center |  |  | New | Onshore | CLOP Eagan, MN, LLC, an entity related to Oppidan Investment Co. (Oppidan), is undertaking the construction of an edge data center in Dakota County, Minnesota, the US. The project involves the construction of a 5,667m2 data center with a consumption capacity of 5MW on 8.94ha of land. It includes the construction of server rooms, an administrative unit, network management centers, and parking spaces, and the installation of equipment and safety and security systems. Gardner Builders has been appointed as the general contractor, ERA Associates as the structural engineer, Stantec as the civil engineer, Salas OBrien as the architect, and States Manufacturing as the electric equipment supplier. The power for the facility will be provided by Dakota Electric Association. It will use closed loop air cooling system and is equipped with generators. Construction is expected to be completed in October 2026. | 44.8259 | -93.1069 | The project involves the construction of a 5,667m2 data center with a consumption capacity of 5MW on 8.94ha of land at 550 Opperman Drive on Argenta Trail in Eagan, Minnesota, the US. The US$30 million project includes the following: 1. Construction of server rooms 2. Construction of an administrative unit 3. Construction of network management centers 4. Construction of parking spaces 5. Installation of equipment 6. Installation of safety and security systems | Build to suit; Edge Data Center |  |  | February 2026 - Construction works are underway. June 2025 - A groundbreaking ceremony was held, marking the construction of the project. January 2025 - The Eagan City Council unanimously approved the preliminary subdivision of the project. December 19, 2024 - The Eagan Advisory Planning Commission unanimously voted to recommend approval of a preliminary subdivision for the project. June 2024 - Oppidan announced plans to construct a data center in Eagan. | Project work on Schedule | 1 | Not Funded / Unconfirmed | Private | Oppidan | Gardner Builders | Salas O’Brien Engineers Inc | Ericksen Roed & Associates;Stantec Consulting International LLC
417162 | 417162 | 2026-02-06 14:46 | Switch – Switch KEEP 2.0 Atlanta North Data Center Campus – Georgia | Switch – Switch KEEP 2.0 Atlanta North Data Center Campus – Georgia | https://construction.globaldata.com/Projects/Overview/417162 | Execution | Parent | 772 | 2023 Q1 | 2025 Q4 | 2030 Q1 | North America | United States | Georgia |  | at the intersection of Old Alabama Road and Bates Road | 30120 | Commercial & Leisure | Data Center | Data Center |  |  | New | Onshore | Switch Inc (Switch) is planning to construct a hyperscale data center campus at Old Alabama Road and Bates Road in Bartow County, Georgia, the US. The project involves the construction of a data center campus with a consumption capacity of 2,000MW on 50.9ha of land. It will be developed in phases. It includes the construction of an administrative space, car parking facilities, and substations, and the installation of equipment, safety and security systems. Universal Engineering Sciences LLC has been appointed as the geotechnical consultant. The first phase includes the construction of a 37,625m2 data center with a consumption capacity of 60MW. The construction works are scheduled to be completed in the third quarter of 2026. | 34.1152 | -84.7968 | The project involves the construction of a data center campus with a consumption capacity of 2,000MW on 50.9ha of land at Old Alabama Road and Bates Road in Bartow County, Georgia, the US. The US$772 million project includes the following: 1. Construction of a 37,625m2 data center in phase I 2. Construction of an administrative space 3. Construction of parking facilities 4. Construction of substations 5. Installation of equipment 6. Installation of safety and security systems | Colocation Data Center; Heating, ventilation and air conditioning (HVAC); Tier 4 Data Center |  |  | February 2026 - Construction activities are underway on the first phase. November 2025 - Construction activities are underway on the first phase. May 2025 - Planning activities are underway. August 2024 - Planning activities are underway. September 2023 - Switch submitted the planning application to the City of Cartersville. Q1 2023 - Switch announced plans to build a data center campus in Bartow County. | Project work on Schedule | 1 | Not Funded / Unconfirmed | Private | Switch Inc |  |  | Universal Engineering Sciences LLC
558286 | 558286 | 2026-02-06 14:38 | Aker Nscale/ Lovenskiold Fossum – Skien Data Center – Telemark | Aker Nscale/ Lovenskiold Fossum – Skien Data Center – Telemark | https://construction.globaldata.com/Projects/Overview/558286 | Planning | Parent | 650 | 2025 Q4 | 2027 Q1 | 2028 Q4 | Europe | Norway | Telemark | Skien |  | 3721 | Commercial & Leisure | Data Center | Data Center |  | Medium | New | Onshore | Aker Nscale, a joint venture between Nscale and Aker, and Løvenskiold-Fossum Kraft Drift AS are planning to build a colocation data center in Skien, Telemark, Norway. The project involves the construction of a data center with a consumption capacity of 96MW. It includes the construction of data halls, meet-me-rooms, administrative space, server rooms and parking spaces, and the installation of racks, generators, cooling systems, and safety and security systems. The facility draws power from Statnett's utility grid. In January 2026, Aker Nscale and Løvenskiold-Fossum Kraft Drift AS signed an agreement to develop the project. | 59.22 | 9.6191 | The project involves the construction of a data center with a consumption capacity of 96MW in Skien, Telemark, Norway. The US$650 million project includes the following: 1. Construction of data halls 2. Construction of meet-me-rooms 3. Construction of administrative space 4. Construction of server rooms 5. Construction of parking spaces 6. Installation of racks 7. Installation of generators 8. Installation of cooling systems 9. Installation of safety and security systems | Colocation Data Center |  |  | February 2026 - The project is in the early stages of planning. January 2026 - Aker Nscale and Løvenskiold-Fossum Kraft Drift AS signed an agreement to develop the project. Q4 2025 - Aker Nscale announced plans to build a data center in Norway. | No Major Development | 0 | Not Funded / Unconfirmed | Private | Aker Nscale;Lovenskiold Fossum Kraft Drift AS
505885 | 505885 | 2026-02-06 14:26 | APLD – Deuel County Data Center – South Dakota | APLD – Deuel County Data Center – South Dakota | https://construction.globaldata.com/Projects/Overview/505885 | Planning | Parent | 5500 | 2025 Q1 | 2026 Q4 | 2028 Q4 | North America | United States | South Dakota |  | Deuel County |  | Commercial & Leisure | Data Center | Data Center |  | Medium | New | Onshore | Applied Digital (APLD) is planning to undertake the construction of data center in Deuel County, South Dakota, the US. The project involves the construction of 84,310m2 data center complex with a consumption capacity of 430MW on 81ha of land. It includes the construction of data halls, administration space, meeting rooms and server rooms, and the installation of cooling equipment, backup generators, power systems, safety and security systems. The internal computer equipment in each building would utilise around 150MW, with the remaining power dedicated to cooling systems. The data center will utilise a closed-loop liquid cooling system with a mix of glycol and water. Upon completion, it will generate 200 operational jobs. | 44.7607 | -96.998 | The project involves the construction of 84,310m2 data center complex with a consumption capacity of 430MW on 81ha of land in Deuel County, South Dakota, the US. The US$5,500 million project includes the following: 1. Construction of data halls 2. Construction of administration space 3. Construction of meeting rooms 4. Construction of server rooms 5. Installation of cooling equipment 6. Installation of backup generators 7. Installation of power systems 8. Installation of safety and security systems | Heating, ventilation and air conditioning (HVAC) |  |  | February 2026 - The project is awaiting approval from the Deuel County council. May 2025 - The project is awaiting approval from the Deuel County council. Q1 2025 - APLD announced plans to build a data center in Deuel County. | No Major Development | 0 | Not Funded / Unconfirmed | Private | Applied Digital Corp
268948 | 268948 | 2026-02-06 14:08 | Reliance Jio – New Town Data Center – West Bengal | Reliance Jio – New Town Data Center – West Bengal | https://construction.globaldata.com/Projects/Overview/268948 | Execution | Parent | 142 | 2018 Q1 | 2020 Q1 | 2026 Q4 | Asia-Pacific | India | West Bengal | Kolkata | New Town |  | Commercial & Leisure | Data Center | Data Center |  |  | New | Onshore | Reliance Jio Infocomm Ltd (RJIL), a subsidiary of Reliance Industries Ltd, is constructing a colocation data center in West Bengal, India. The project involves the construction of a data center on 16ha of land. It includes the construction of server rooms, meeting rooms, administrative space, and parking facilities, the installation of equipment and cooling systems, and safety and security systems. In January 2020, a groundbreaking ceremony was held marking the commencement of construction. | 22.5765 | 88.4796 | The project involves the construction of a data center on 16ha of land in Kolkata, West Bengal, India. The US$142 million project includes the following: 1. Construction of server rooms with racks 2. Construction of meeting rooms 3. Construction of administrative space 4. Construction of parking facilities 5. Installation of equipment 6. Installation of cooling systems 7. Installation of safety and security systems | Colocation Data Center; Heating, ventilation and air conditioning (HVAC) | A data center is being constructed in New Town, a satellite city, and a neighbourhood of Kolkata. The project is being developed at Kolkata's Bengal Silicon Valley tech hub. It is part of RJIL's to build 14 data centres across India, with the hubs intended to be used for 4G coverage and telecom services. |  | February 2026 - Construction works are underway. May 2025 - Construction works are underway. May 2024 - Construction works are underway. November 2023 - Construction works are underway. June 2023 - Construction works are underway. March 2023 - Construction works are underway. November 2022 - Construction works are underway. January 2022 - Construction activities are underway. November 2021 - Construction activities are underway. March 2021 - Construction activities are underway. November 2020 - Construction works are underway. January 19, 2020 - A groundbreaking ceremony was held, marking the commencement of construction. May 2019 - The project is awaiting approvals. August 19, 2018 - A foundation stone has been laid. Q1 2018 - RJIL announced plans to build a data center in New Town, Kolkata. | Project work on Schedule | 1 | Not Funded / Unconfirmed | Private | Reliance Jio Infocomm Ltd
511307 | 511307 | 2026-02-06 14:03 | Vantage DC – TX11 Data Center – Texas | Vantage DC – TX11 Data Center – Texas | https://construction.globaldata.com/Projects/Overview/511307 | Execution | Parent | 96 | 2022 Q4 | 2023 Q4 | 2026 Q3 | North America | United States | Texas | San Antonio | 14720 Omicron Drive | 78245 | Commercial & Leisure | Data Center | Data Center |  |  | New | Onshore | Vantage Data Centers is undertaking the construction of a colocation data center at 14720 Omicron Drive, San Antonio, Texas, the US. The project involves the construction of a 22,545m2 two-story data center with a capacity of 32MW. It also includes the construction of server rooms, four data halls, meeting rooms, an administrative space, parking facilities, installation of cooling systems, and safety and security systems. Sheehan Nagle Hartray Architects has been appointed as the architect, and Whiting-Turner as the contractor. | 29.4181 | -98.7897 | The project involves the construction of a 22,545m2 two-story data center with a capacity of 32MW in San Antonio, Texas, the US. The US$96 million project includes the following: 1. Construction of server rooms 2. Construction of four data halls 3. Construction of meeting rooms 4. Construction of an administrative space 5. Construction of parking facilities 6. Installation of cooling systems 7. Installation of safety and security systems | Colocation Data Center |  |  | February 2026 - Construction activities are underway. July 2025 - Construction activities are underway. June 2024 - Construction activities are underway. December 2023 - Construction commenced. Q4 2022 - Vantage Data Centers announced plans to build a data center in Texas. | Project work on Schedule | 1 | Not Funded / Unconfirmed | Private | Vantage Data Centers UK Ltd | The Whiting-Turner Contracting Co | Sheehan Nagle Hartray Architects
509567 | 509567 | 2026-02-06 13:47 | Ada Infra – Tokyo West 2 Data Center – Tokyo | Ada Infra – Tokyo West 2 Data Center – Tokyo | https://construction.globaldata.com/Projects/Overview/509567 | Planning | Parent | 1000 | 2023 Q3 | 2027 Q1 | 2028 Q4 | Asia-Pacific | Japan | Tokyo | Tokyo | 1-chome-1, Tsutsujigaoka, Akishima | 196-0012 | Commercial & Leisure | Data Center | Data Center |  | Low | New | Onshore | Ada Infrastructure is planning to construct a colocation data center in Akishima, Tokyo, Japan. The project involves the construction of an eight, five-story data center with a consumption capacity of 295MW. It includes the construction of server rooms, control rooms, an administrative space, meeting rooms, storage space, distribution rooms, parking facilities, and the installation of processing units, servers, electrical equipment, and safety and security systems. It will be equipped with N+1 UPS systems and will use an N+1 closed-loop air-cooled chiller plant. Construction is expected to be completed in 2028. | 35.7153 | 139.3492 | The project involves the construction of an eight, five-story data center with a consumption capacity of 295MW in Akishima, Tokyo, Japan. The US$1,000 million project includes the following: 1. Construction of server rooms 2. Construction of control rooms 3. Construction of an administrative space 4. Construction of meeting rooms 5. Construction of storage space 6. Construction of distribution rooms 7. Construction of parking facilities 8. Installation of processing units 9. Installation of servers 10. Installation of electrical equipment 11. Installation of safety and security systems | Colocation Data Center; Heating, ventilation and air conditioning (HVAC) |  |  | February 2026 - Planning activities are underway. June 2025 - Planning activities are underway. May 2024 - Planning activities are underway. Q3 2023 - Ada Infrastructure announced a plan to build a data center in Tokyo. | No Major Development | 0 | Not Funded / Unconfirmed | Private | Ada Infrastructure
372676 | 372676 | 2026-02-06 13:43 | Sify Tech – Noida Data Centers Development Program – Uttar Pradesh | Sify Tech – Noida Data Centers Development Program – Uttar Pradesh | https://construction.globaldata.com/Projects/Overview/372676 | Execution | Program | 345 | 2022 Q2 | 2023 Q3 | 2027 Q4 | Asia-Pacific | India | Uttar Pradesh |  |  |  | Commercial & Leisure | Data Center | Data Center |  |  | New | Onshore | Sify Technologies (Sify) is undertaking the construction of data centres in Noida, Uttar Pradesh, India. The program involves the construction of data centres in Noida. It includes the construction of administrative offices, electric distribution rooms, server rooms, meeting rooms, and parking spaces, and the installation of cooling systems and power facilities. The initial part of the program is to construct the Noida 2 campus with an IT capacity of 130MW. It includes the construction of three scalable towers of seven storeys, a dedicated on-premise 220 KV substation. The campus also includes four secure underground conduits with a concrete enclosure at 2,000mm depth for high capacity and resilience. The facility draws power from an on-site substation. It has N+N UPS redundancy and N+2 generator redundancy for power backup, and will use a N+2 air-cooled chillers redundancy cooling system. Construction on the Sify Noida 02 campus commenced in 2023 and was completed in March 2025. The next plans of the program are yet to be disclosed. | 27.25 | 80.75 | The program involves the construction of data centres in Noida, Uttar Pradesh, India. The US$345 million program included the following: 1. Construction of administrative offices 2. Construction of electric distribution rooms 3. Construction of server rooms 4. Construction of meeting rooms 5. Construction of parking spaces 6. Installation of cooling systems 7. Installation of power facilities | Heating, ventilation and air conditioning (HVAC); Hyperscale Data Center | [5 empty] | Not Funded / Unconfirmed | Private | Sify Technologies Limited
538264 | 538264 | 2026-02-06 13:29 | LODHA – Palava Green Integrated Data Center Park – Maharashtra | LODHA – Palava Green Integrated Data Center Park – Maharashtra | https://construction.globaldata.com/Projects/Overview/538264 | Planning | Program | 14183 | 2025 Q3 | 2027 Q3 | 2033 Q2 | Asia-Pacific | India | Maharashtra | Mumbai | Lodha Pallava City | 421306 | Commercial & Leisure | Data Center | Data Center |  | Low | New | Onshore | Lodha Group is planning to build a green integrated data center park in Palava, Mumbai, Maharashtra, India. The program involves the construction of a green integrated data center park with a total consumption capacity of 2,500MW on 149.73ha of land. It includes the construction of data halls, substations, meeting rooms, an administrative space and parking spaces, and the installation of racks, cooling systems, heat recovery systems and safety and security systems. Further investments and timelines are yet to be revealed. Lodha Group will develop a world-class infrastructure in the park to attract global data center operators to Palava. The data center park is a part of a 2,023ha Lodha's Palava township near Mumbai. The program will be developed under the Maharashtra government's Green Integrated Data Centre Park policy. The facility has been committed to operating on 100% renewable energy. Initially, in September 2025, Lodha signed a memorandum of understanding (MoU) with the Government of Maharashtra to develop a data center park with an investment of US$3,397 million. However, in January 2026, Lodha signed an agreement with additional investment of US$11,069 million in the program. | 19.1743 | 73.0773 | The program involves the construction of a green integrated data center with a consumption capacity of 2,500MW on 149.73ha of land in Palava, Mumbai, Maharashtra, India. The US$14,183 million program includes the following: 1. Construction of data halls 2. Construction of substations 3. Construction of meeting rooms 4. Construction of an administrative space 5. Construction of parking spaces 6. Installation of racks 7. Installation of cooling systems 8. Installation of heat recovery systems 9. Installation of safety and security systems | Green data center; Heating, ventilation and air conditioning (HVAC); Hyperscale Data Center | [5 empty] | Not Funded / Unconfirmed | Private | Lodha Developers Ltd
512306 | 512306 | 2026-02-06 13:27 | Casa dos Ventos/ Patria Investimentos – Pecem Omnia Hyperscale Data Center – Ceara | Casa dos Ventos/ Patria Investimentos – Pecem Omnia Hyperscale Data Center – Ceara | https://construction.globaldata.com/Projects/Overview/512306 | Planning | Parent | 1000 | 2025 Q2 | 2026 Q4 | 2027 Q4 | South and Central America | Brazil | Ceara |  |  |  | Commercial & Leisure | Data Center | Data Center |  | Medium | New | Onshore | Pátria Investimentos and Casa dos Ventos are planning to construct the Omnia Hyperscale data center with a consumption capacity of 200MW in Pecem, Ceará, Brazil. The project involves the construction of a data center with a consumption capacity of 200MW, buildings, an office accommodation facility, an information technology unit, and the installation of safety and security systems. | -10 | -43 | The project involves the construction of an Omnia Hyperscale data center with a consumption capacity of 200MW in Pecem, Ceará, Brazil. The US$1000 million project includes the following: 1. Construction of a data center 2. Construction of buildings 3. Construction of an office accommodation facility 4. Construction of an information technology unit 5. Installation of safety and security systems | Heating, ventilation and air conditioning (HVAC); Hyperscale Data Center |  |  | February 2026 - Planning activities are underway. July 2025 - Study activities are underway. Q2 2025 - Pátria Investimentos announced plans to construct a data center in Brazil. | Project work on Schedule | 1 | Not Funded / Unconfirmed | Private | Casa dos Ventos Energias Renovaveis SA;Patria Investimentos Ltda
557877 | 557877 | 2026-02-06 06:36 | DAMAC Digital – Laguna Data Center – Metro Manila | DAMAC Digital – Laguna Data Center – Metro Manila | https://construction.globaldata.com/Projects/Overview/557877 | Planning | Parent | 1000 | 2026 Q1 | 2027 Q4 | 2030 Q4 | Asia-Pacific | Philippines | Metro Manila |  |  |  | Commercial & Leisure | Data Center | Data Center |  | Medium | New | Onshore | Damac Digital is planning to build a data center in Laguna, Philippines. The project involves the construction of a 250MW data center. It includes the construction of administrative spaces, parking facilities, the installation of equipment, and safety and security systems | 14.2171 | 121.3358 | The project involves the construction of a 250MW data center in Laguna, Philippines. The US$1,000 million project includes the following: 1. Construction of administrative space 2. Construction of parking facilities 3. Installation of equipment 4. Installation of safety and security systems |  |  |  | February 2026 - Planning activities are underway. January 2026 - Damac Digital announced plans to build a data center in Laguna Province. | Project work on Schedule | 1 | Not Funded / Unconfirmed | Private | DAMAC Digital
558688 | 558688 | 2026-02-06 05:07 | Digital Realty – 23-25 Waterloo Road Data Center – New South Wales | Digital Realty – 23-25 Waterloo Road Data Center – New South Wales | https://construction.globaldata.com/Projects/Overview/558688 | Study | Parent | 455 | 2024 Q4 | 2027 Q3 | 2030 Q4 | Asia-Pacific | Australia | New South Wales | Sydney | 23-25 Waterloo Road, Macquarie Park | 2113 | Commercial & Leisure | Data Center | Data Center | Parking Facilities | Medium | Redevelopment | Onshore | Digital Realty is planning to construction a data center at 23-25 Waterloo Road, Macquarie Park in Sydney, Australia. The project involves the demolition of the existing building for the construction of a nine-storey 23,375m2 data center with a building height of 64m and a consumption capacity of 70MW on 1.12ha of land. It includes the construction of 18 data halls, office space, 32 at-grade car parking spaces, the installation of 39 backup diesel generators and 392 cabinets for lithium-ion battery storage, safety and security systems. The project is expected to create 3,400 construction jobs and 50 operational jobs. Greenbox Architecture Pty Ltd has been appointed as an architect, Willowtree Planning Pty Ltd as a planner, and Arup BV as a consulting engineer. | -33.8678 | 151.2073 | The project involves the construction of a nine-storey 23,375m2 data center with a building height of 64m and a consumption capacity of 70MW on 1.12ha of land on the north-eastern side of Waterloo Road, near the intersection with Eden Park Drive, Macquarie Park in Sydney, Australia. The US$455 million project includes the following: 1. Construction of 18 data halls 2. Construction of office space 2. Construction of 32 at-grade car parking spaces 3. Installation of 39 backup diesel generators 4. Installation of 392 cabinets for lithium-ion battery storage 5. Installation of safety and security systems |  |  |  | February 2026 - Preparation of Environmental Impact Statement (EIS) is underway. August 2025 - Willowtree Planning released a scoping report for the preparation of an Environmental Impact Statement (EIS). October 2024 - Digital Realty announced plans to build a data center in Macquarie Park. | Project work on Schedule | 1 | Not Funded / Unconfirmed | Private | Digital Realty Trust Inc |  | Greenbox Architecture | Arup BV;Willowtree Planning Pty Ltd
557935 | 557935 | 2026-02-06 02:21 | Volt Data Centers/ UPC Renewables – Bharat Future City Data Center – Telangana | Volt Data Centers/ UPC Renewables – Bharat Future City Data Center – Telangana | https://construction.globaldata.com/Projects/Overview/557935 | Planning | Parent | 546 | 2026 Q1 | 2027 Q1 | 2031 Q4 | Asia-Pacific | India | Telangana | Hyderabad | Bharat Future City | 500035 | Commercial & Leisure | Data Center | Data Center |  | Medium | New | Onshore | UPC Volt, a joint venture between UPC Renewables and Volt data centers, is planning to construct a hyperscale data center in Hyderabad, Telangana, India. The project involves the construction of a data center with a consumption capacity of 100MW. It includes the construction of data halls, a substation, conference rooms, break rooms, meet-me rooms, server rooms and parking spaces, and the installation of racks and safety and security systems. The facility is committed to operating on 100% renewable energy from a matching 100MW round-the-clock renewable energy project, with the intent to ensure that digital infrastructure is powered by carbon-free energy. It is equipped with reliable uninterruptible power supply (UPS) units and generators for backup power systems. It also features an advanced cooling system, ensuring optimal performance and efficiency with maximum reliability. | 17.384 | 78.4564 | The project involves the construction of a data center in Hyderabad, Telangana, India. The US$546 million project includes the following: 1. Construction of data halls 2. Construction of conference rooms 3. Construction of break rooms 4. Construction of server rooms 5. Construction of a substation 6. Construction of meet-me rooms 7. Construction of parking spaces 8. Installation of UPS/generators 9. Installation of racks 10. Installation of safety and security systems | Green data center; Hyperscale Data Center |  |  | February 2026 - The project is in early stages of development. January 2026 - UPC Volt announced plans to built data center in Hyderbad, Telangana, India. | No Major Development | 0 | Not Funded / Unconfirmed | Private | UPC Renewables;Volt Data Centers BV
558533 | 558508 | 2026-02-06 00:56 | KT Corp/ Mirae Asset Sec/ SGC Energy – Gunsan Data Center: Phase 1 – Jeollabuk-do | KT Corp/ Mirae Asset Sec/ SGC Energy – Gunsan AI Data Center – Jeollabuk-do | https://construction.globaldata.com/Projects/Overview/558533 | Announced | Sub | 250 | 2026 Q1 | 2026 Q4 | 2028 Q1 | Asia-Pacific | South Korea | Jeollabuk-do | Kunsan | Gunsan National Industrial Complex 2 | 54007 | Commercial & Leisure | Data Center | Data Center |  | Medium | New | Onshore | SGC Energy, KT and Mirae Asset Securities are planning to build a colocation data center campus in Gunsan, North Jeolla, South Korea. The project involves the construction of a 40MW modular data center. It includes the construction of a substation, data halls, server rooms, meet-me-rooms, and the installation of safety and security systems. The project's proximity to the ocean allows for the construction of a cooling system utilising deep seawater and the provision of large-scale power through a self-sustaining power plant. Construction is expected to commence in the fourth quarter of 2026 and is scheduled to be completed by 2028. | 35.9786 | 126.7114 | The project involves the construction of a modular data center campus with a consumption capacity of 40MW in Gunsan, North Jeolla, South Korea. The US$530 million project includes the following: 1. Construction of substations 2. Construction of data halls 3. Construction of server rooms 4. Construction of meet-me-rooms 5. Installation of safety and security systems | Colocation Data Center; Modular data center |  |  | February 2026 - SGC Energy, KT and Mirae Asset Securities announced plans to build data center IN Gunsun, North Jeolla, South Korea. | Project Plan Announced | 1 | Not Funded / Unconfirmed | Private | KT Corp;Mirae Asset Securities Co., Ltd.;SGC Energy Co Ltd
558508 | 558508 | 2026-02-06 00:55 | KT Corp/ Mirae Asset Sec/ SGC Energy – Gunsan AI Data Center – Jeollabuk-do | KT Corp/ Mirae Asset Sec/ SGC Energy – Gunsan AI Data Center – Jeollabuk-do | https://construction.globaldata.com/Projects/Overview/558508 | Announced | Parent | 2000 | 2026 Q1 | 2026 Q4 | 2030 Q4 | Asia-Pacific | South Korea | Jeollabuk-do | Kunsan | Gunsan National Industrial Complex 2 | 54007 | Commercial & Leisure | Data Center | Data Center |  | Medium | New | Onshore | SGC Energy, KT and Mirae Asset Securities are planning to build a AI colocation data center campus in Gunsan, North Jeolla, South Korea. The project involves the construction of a data center campus with a consumption capacity of 300MW on 11.5ha of land. It includes the construction of a substation, data halls, server rooms, meet-me-rooms, and the installation of safety and security systems. Phase 1 includes a 40MW modular data center. The project's proximity to the ocean allows for the construction of a cooling system utilising deep seawater and the provision of large-scale power through a self-sustaining power plant. Construction on phase 1 is expected to commence in the fourth quarter of 2026 and is scheduled to be completed by 2028. | 35.9786 | 126.7114 | The project involves the construction of a AI data center campus with a consumption capacity of 300MW on 11.5ha of land in Gunsan, North Jeolla, South Korea. The US$2,000 million project includes the following: 1. Construction of substations 2. Construction of data halls 3. Construction of server rooms 4. Construction of meet-me-rooms 5. Installation of safety and security systems | Artificial Intelligence; Colocation Data Center; Modular data center |  |  | February 2026 - SGC Energy, KT and Mirae Asset Securities announced plans to build data center IN Gunsun, North Jeolla, South Korea. | Project Plan Announced | 1 | Not Funded / Unconfirmed | Private | KT Corp;Mirae Asset Securities Co., Ltd.;SGC Energy Co Ltd
204438 | 203355 | 2026-02-05 18:00 | MSFT – Osmium Data Center: Phase IV – Iowa | MSFT – Osmium Data Center – Iowa | https://construction.globaldata.com/Projects/Overview/204438 | Execution | Sub | 300 | 2016 Q2 | 2019 Q4 | 2026 Q4 | North America | United States | Iowa | West Des Moines | southwest corner of Veterans Parkway and SW 60th Street | 50061 | Commercial & Leisure | Data Center | Data Center |  |  | New | Onshore | Microsoft Corp (MSFT) is constructing a data center campus in West Des Moines, Iowa, the US. The project involves the construction of a data center comprising buildings between 23,783m2 to 54,181m2 area. It includes the construction of server rooms, meeting rooms, an administrative space, and parking facilities, and the installation of equipment. MSFT will acquire 64.7ha of land in Warren County and 16.1ha in Madison County. The facility will use 100% renewable energy and use direct evaporative cooling for the cooling process. In February 2017, the project was placed on hold due to pending legislation over water infrastructure governance. Page Southerland Page Inc. has been appointed as an architect and The Weitz Company has been appointed as a contractor. | 41.4987 | -93.8028 | The project involves the construction of a data center comprising buildings between 23,783m2 to 54,181m2 area in West Des Moines, Iowa, the US. The US$300 million project includes the following: 1. Construction of server rooms 2. Construction of meeting rooms 3. Construction of an administrative space 4. Construction of parking facilities 5. Installation of equipment | Heating, ventilation and air conditioning (HVAC); Hyperscale Data Center | A data center is being constructed in West Des Moines. The site is located west of Interstate 35 and south of Adams Street in Warren County and 105th Street in Madison County. The project is a part of Microsoft Corp.’s (MSFT) plan to grow its cloud services business and expanding the data center capacity to improve the quality of its services to users. The project is known locally by the code name "Project Osmium". Once complete, it will be MSFT's third data center, which will pay US$12 million in property taxes and increase its investment to US$3,500 million in West Des Moines. |  | February 2026 - Construction works are underway. July 2025 - Construction works are underway. May 2024 - Construction works are underway. November 2023 - Construction works are underway. July 2023 - Construction activities are underway. July 2021 - Construction activities are underway. September 2020 - Construction activities are underway. November 2019 - Construction works commenced. Q3 2018 - Design activities were underway. Q2 2017 - Project is on hold due to pending of legislation over water infrastructure governance. Q4 2016 - The project is being delayed due to other ongoing projects of MSFT. Q2 2016 - MSFT announced plans to build the Osmium data center in West Des Moines, Iowa. | Project work on Schedule | 1 | Not Funded / Unconfirmed | Private | Microsoft Corp | The Weitz Company LLC | Page Southerland Page Inc
204437 | 203355 | 2026-02-05 18:00 | MSFT – Osmium Data Center: Phase III – Iowa | MSFT – Osmium Data Center – Iowa | https://construction.globaldata.com/Projects/Overview/204437 | Execution | Sub | 300 | 2016 Q2 | 2019 Q4 | 2026 Q4 | North America | United States | Iowa | West Des Moines | southwest corner of Veterans Parkway and SW 60th Street | 50061 | Commercial & Leisure | Data Center | Data Center |  |  | New | Onshore | Microsoft Corp (MSFT) is constructing a data center campus in Iowa, the US. The project involves the construction of a data center comprising buildings between 23,783m2 to 54,181m2 area. It includes the construction of server rooms, meeting rooms, an administrative space, and parking facilities, and the installation of equipment, safety and security systems. MSFT will acquire 64.7ha of land in Warren County and 16.1ha in Madison County. The facility will use 100% renewable energy and use direct evaporative cooling for the cooling process. In February 2017, the project was placed on hold due to pending legislation over water infrastructure governance. Page Southerland Page Inc. has been appointed as the architect and the Weitz Company LLC as the general contractor. | 41.4987 | -93.8028 | The project involves the construction of a data center comprising buildings between 23,783m2 to 54,181m2 area in Iowa, the US. The US$300 million project includes the following: 1. Construction of server rooms 2. Construction of meeting rooms 3. Construction of an administrative space 4. Construction of parking facilities 5. Installation of equipment 6. Installation of safety and security systems | Heating, ventilation and air conditioning (HVAC); Hyperscale Data Center | A data center is constructed in West Des Moines located west of Interstate 35 and south of Adams Street in Warren County and 105th Street in Madison County. The project is a part of Microsoft Corp.’s (MSFT) plan to grow its cloud services business and expanding the data center capacity to improve the quality of its services to users. The project is known locally by the code name "Project Osmium". Once complete, it will be MSFT's third data center, which will pay US$12 million in property taxes and increase its investment to US$3,500 million in West Des Moines. |  | February 2026 - Construction works are underway. July 2025 - Construction activities are underway. July 2024 - Construction works are underway. November 2023 - Construction works are underway. July 2023 - Construction activities are underway. July 2021 - Construction activities are underway. September 2020 - Construction activities are underway. November 2019 - Construction works commenced. Q3 2018 - Design activities were underway. Q2 2017 - Project is on hold due to pending of legislation over water infrastructure governance. Q4 2016 - The project is being delayed due to other ongoing projects of MSFT. Q2 2016 - MSFT announced plans to build the Osmium data center in West Des Moines. | Project work on Schedule | 1 | Not Funded / Unconfirmed | Private | Microsoft Corp | The Weitz Company LLC | Page Southerland Page Inc
204436 | 203355 | 2026-02-05 18:00 | MSFT – Osmium Data Center: Phase II – Iowa | MSFT – Osmium Data Center – Iowa | https://construction.globaldata.com/Projects/Overview/204436 | Execution | Sub | 300 | 2016 Q2 | 2019 Q4 | 2026 Q4 | North America | United States | Iowa | West Des Moines | southwest corner of Veterans Parkway and SW 60th Street | 50061 | Commercial & Leisure | Data Center | Data Center |  |  | New | Onshore | Microsoft Corp (MSFT) is constructing a data center campus in Iowa, the US. The project involves the construction of a data center comprising buildings between 23,783m2 to 54,181m2 area. It includes the construction of server rooms, meeting rooms, an administrative space, and parking facilities, and the installation of equipment, safety and security systems. MSFT will acquire 64.7ha of land in Warren County and 16.1ha in Madison County. The facility will use 100% renewable energy and use direct evaporative cooling for the cooling process. In February 2017, the project was placed on hold due to pending legislation over water infrastructure governance. Page Southerland Page Inc. has been appointed as the architect and the Weitz Company LLC as the general contractor. | 41.4987 | -93.8028 | The project involves the construction of a data center comprising buildings between 23,783m2 to 54,181m2 area in Iowa, the US. The US$300 million project includes the following: 1. Construction of server rooms 2. Construction of meeting rooms 3. Construction of an administrative space 4. Construction of parking facilities 5. Installation of equipment 6. Installation of safety and security systems | Heating, ventilation and air conditioning (HVAC); Hyperscale Data Center | A data center is being constructed in West Des Moines, located at west of Interstate 35 and south of Adams Street in Warren County and 105th Street in Madison County. The project is a part of Microsoft Corp.’s (MSFT) plan to grow its cloud services business and expanding the data center capacity to improve the quality of its services to users. The project is known locally by the code name "Project Osmium". Once complete, it will be MSFT's third data center, which will pay US$12 million in property taxes and increase its investment to US$3,500 million in West Des Moines. |  | February 2026 - Construction works are underway. July 2025 - Construction activities are underway. July 2024 - Construction works are underway. November 2023 - Construction works are underway. July 2021 - Construction activities are underway. September 2020 - Construction activities are underway. November 2019 - Construction works commenced. Q3 2018 - Design activities were underway. Q2 2017 - Project is on hold due to pending of legislation over water infrastructure governance. Q4 2016 - The project is being delayed due to other ongoing projects of MSFT. Q4 2016 - Due to the ongoing construction activities of other MSFT projects, construction works delayed approximately 12 months. July 22, 2016 - The Iowa Economic Development Authority approved US$4.75 million in refunds on sales, use and service taxes paid for the first phase. Q2 2016 - MSFT announced plans to build the Osmium data center in West Des Moines. | Project work on Schedule | 1 | Not Funded / Unconfirmed | Private | Microsoft Corp | The Weitz Company LLC | Page Southerland Page Inc
204435 | 203355 | 2026-02-05 18:00 | MSFT – Osmium Data Center: Phase I – Iowa | MSFT – Osmium Data Center – Iowa | https://construction.globaldata.com/Projects/Overview/204435 | Construction Complete | Sub | 300 | 2016 Q2 | 2019 Q4 | 2025 Q4 | North America | United States | Iowa | West Des Moines | southwest corner of Veterans Parkway and SW 60th Street | 50061 | Commercial & Leisure | Data Center | Data Center |  |  | New | Onshore | Microsoft Corp (MSFT) has undertaken the construction of a data center campus in Iowa, the US. The project involved the construction of a data center comprising buildings between 23,783m2 to 54,181m2 area. It included the construction of server rooms, meeting rooms, an administrative space, and parking facilities, and the installation of equipment, safety and security systems. MSFT will acquire 64.7ha of land in Warren County and 16.1ha in Madison County. The facility will use 100% renewable energy and use direct evaporative cooling for the cooling process. On July 22, 2016, the Iowa Economic Development Authority approved US$4.75 million in refunds on sales, use and service taxes paid for the first phase. In February 2017, the project was placed on hold due to the pending legislation over water infrastructure governance. Page Southerland Page Inc. has been appointed as the architect and the Weitz Company LLC as the general contractor. | 41.4987 | -93.8028 | The project involved the construction of a data centre comprising buildings between 23,783m2 to 54,181m2 area in Iowa, the US. The US$300 million project included the following: 1. Construction of server rooms 2. Construction of meeting rooms 3. Construction of an administrative space 4. Construction of parking facilities 5. Installation of equipment 6. Installation of safety and security systems | Heating, ventilation and air conditioning (HVAC); Hyperscale Data Center | A data center is being constructed in West Des Moines located at the west of Interstate 35 (I-35) and south of Adams Street in Warren County and 105th Street in Madison County. The project is a part of Microsoft Corp.’s (MSFT) plan to grow its cloud services business and expanding the data center capacity to improve the quality of their services to users. It will create 57 jobs. The project is known locally by the code name "Project Osmium". Once complete, it will be MSFT's third data center, which will pay US$12 million in property taxes and increase its investment to US$3,500 million in West Des Moines. |  | December 2025 - Construction activities were completed. July 2025 - Construction works are underway. July 2024 - Construction works are underway. November 2023 - Construction works are underway. July 2023 - Construction activities are underway. July 2021 - Construction activities are underway. September 2020 - Construction activities are underway. November 2019 - Construction works commenced. Q3 2018 - Design activities were underway. Q2 2017 - Project is on hold due to pending of legislation over water infrastructure governance. Q4 2016 - The project is being delayed due to other ongoing projects of MSFT. Q4 2016 - Due to the ongoing construction activities of other MSFT projects, construction works delayed approximately 12 months. July 22, 2016 - The Iowa Economic Development Authority approved US$4.75 million in refunds on sales, use and service taxes paid for the first phase. Q2 2016 - MSFT announced plans to build the Osmium data center in West Des Moines. | Construction Completed | 5 | Not Funded / Unconfirmed | Private | Microsoft Corp | The Weitz Company LLC | Page Southerland Page Inc
203355 | 203355 | 2026-02-05 17:59 | MSFT – Osmium Data Center – Iowa | MSFT – Osmium Data Center – Iowa | https://construction.globaldata.com/Projects/Overview/203355 | Execution | Parent | 1500 | 2016 Q2 | 2019 Q4 | 2026 Q4 | North America | United States | Iowa | West Des Moines | southwest corner of Veterans Parkway and SW 60th Street | 50061 | Commercial & Leisure | Data Center | Data Center |  |  | New | Onshore | Microsoft Corporation (MSFT) is constructing a data center in Iowa, the US. The project involves the construction of a 157,935m2 data center campus on an 80.9ha area and will be developed in four phases. Each phase consists of buildings between 23,783m2 to 54,181m2. It includes the construction of server rooms, meeting rooms, an administrative space, parking facilities, and the installation of equipment. The facility will use 100% renewable energy and use direct evaporative cooling for the cooling process. Page Southerland Page Inc. has been appointed as an architect, and the Weitz Company has been appointed as a contractor. | 41.4987 | -93.8028 | The project involves the construction of a 157,935m2 data center campus on an 80.9ha area in Iowa, the US. The US$1,500 million project includes the following: 1. Construction of server rooms 2. Construction of meeting rooms 3. Construction of an administrative space 4. Construction of parking facilities 5. Installation of equipment | Heating, ventilation and air conditioning (HVAC); Hyperscale Data Center | A data center is being constructed in West Des Moines. The site is located west of Interstate 35 and south of Adams Street in Warren County and 105th Street in Madison County. The project is a part of Microsoft Corp.’s (MSFT) plan to grow its cloud services business and expand the data center capacity to improve its services to users. It will create 133 jobs including 57 in the first phase. The project is known locally by the code name "Project Osmium". Once complete, it will be MSFT's third data center, which will pay US$12 million in property taxes and increase its investment to US$3,500 million in West Des Moines. |  | February 2026 - Construction works are underway. July 2025 - Construction works are nearing completion. July 2024 - Construction works are underway. November 2023 - Construction works are underway. July 2023 - Construction activities are underway. November 2022 - Construction activities are underway. July 2021 - Construction activities are underway. April 2020 - Construction activities are underway. November 2019 - Construction works commenced. September 2018 - Design activities were underway. June 2017 - Project is on hold due to pending of legislation over water infrastructure governance. October 2016 - Due to the ongoing construction activities of other MSFT projects, construction works delayed approximately 12 months. July 2016 - The Iowa Economic Development Authority approved US$4.75 million in refunds on sales, use and service taxes paid for the first phase. Q2 2016 - MSFT announced plans to build the Osmium data center in West Des Moines, Iowa. | Project work on Schedule | 1 | Not Funded / Unconfirmed | Private | Microsoft Corp | The Weitz Company LLC | Page Southerland Page Inc
413563 | 413563 | 2026-02-05 17:14 | MSFT – 23540 Pebble Run Place Data Center Campus – Virginia | MSFT – 23540 Pebble Run Place Data Center Campus – Virginia | https://construction.globaldata.com/Projects/Overview/413563 | Planning | Parent | 25 | 2023 Q1 | Awaiting Confirmation |  | North America | United States | Virginia | Sterling | 23540 Pebble Run Place | 20166 | Commercial & Leisure | Data Center | Data Center |  | Low | New | Onshore | Microsoft Corp. (MSFT) is planning to undertake the construction of a hyperscale data center in Sterling, Virginia, the US. The project involves the construction of a data center on 5.6ha of land. It also includes the construction of server rooms and an office space, and the installation of substations. Microsoft acquired the site for US$15 million. | 38.9676 | -77.5018 | The project involves the construction of a data center on 5.6ha of land in Sterling, Virginia, the US. The US$25 million project includes the following: 1. Construction of server rooms 2. Construction of an office space 3. Installation of substations | Hyperscale Data Center | A data center is planned to be developed at 23540 Pebble Run Place in Sterling, Virginia. |  | February 05, 2026 - We have not been able to obtain further updates on this project. We have retained the same project stage and amended the key dates accordingly. We will update the profile as soon as we obtain any new information. April 03, 2025 - We have not been able to obtain further updates on this project. We have retained the same project stage and amended the key dates accordingly. We will update the profile as soon as we obtain any new information. May 30, 2024 - We have not been able to obtain further updates on this project. We have retained the same project stage and amended the key dates accordingly. We will update the profile as soon as we obtain any new information. July 2023 - Planning activities are underway. Q1 2023 - Microsoft announced plans to build a data center in Sterling. | Information Unavailable |  | Not Funded / Unconfirmed | Private | Microsoft Corp
350453 | 350437 | 2026-02-05 17:12 | MSFT – SAT 14 Data Center: Phase III – Texas | MSFT – SAT 14 Data Center – Texas | https://construction.globaldata.com/Projects/Overview/350453 | Execution | Sub | 31 | 2020 Q4 | 2022 Q4 | 2026 Q4 | North America | United States | Texas | San Antonio | 3545 Wiseman Blvd | 78251 | Commercial & Leisure | Data Center | Data Center |  |  | New | Onshore | Microsoft Corporation (Microsoft) is undertaking the construction of a hyperscale data center in Texas, the US. The project involves the construction of a data center. It includes the construction of server rooms, meeting rooms, an administrative space, and a substation, and the installation of a cooling system and safety and security systems. Page Southerland Page has been appointed as an architect and Walbridge Aldinger Co as a contractor for the project. | 29.4757 | -98.6814 | The project involves the construction of a data center in San Antonio, Texas, the US. The US$31 million project includes the following: 1. Construction of server rooms 2. Construction of meeting rooms 3. Construction of an administrative space 4. Construction of a substation 5. Installation of a cooling system 6. Installation of safety and security systems | Hyperscale Data Center | A data center is being constructed at 3545 Wiseman Blvd in San Antonio. The project is part of a US$200 million SAT14 data center development. |  | February 2026 - Construction activities are underway. July 2025 - Construction activities are underway. August 2024 - Construction activities are underway. April 2024 - Construction works are underway. May 2023 - Construction works are underway. July 2022 - Planning activities are underway. July 2021 - The project plans were filed with the Texas Department of Licensing and Regulation. Q4 2020 - Microsoft announced the plans to construct a data center in San Antonio. | Project work on Schedule | 1 | Not Funded / Unconfirmed | Private | Microsoft Corp | Walbridge Aldinger Co | Page Southerland Page Inc
350452 | 350437 | 2026-02-05 17:07 | MSFT – SAT 14 Data Center: Phase II – Texas | MSFT – SAT 14 Data Center – Texas | https://construction.globaldata.com/Projects/Overview/350452 | Execution | Sub | 27 | 2020 Q4 | 2022 Q4 | 2026 Q4 | North America | United States | Texas | San Antonio | 3545 Wiseman | 78251 | Commercial & Leisure | Data Center | Data Center |  |  | New | Onshore | Microsoft Corporation (Microsoft) is undertaking the construction of a hyperscale data center in Texas, the US. The project involves the construction of a 4,270m2 data center. It includes the construction of server rooms, meeting rooms, an administrative space, and a substation, and the installation of a cooling system and safety and security systems. Page Southerland Page has been appointed as an architect. In July 2021, the project plans were filed with the Texas Department of Licensing and Regulation. | 29.4757 | -98.6814 | The project involves the construction of a 4,270m2 data center in San Antonio, Texas, the US. The US$27 million project includes the following: 1. Construction of server rooms 2. Construction of meeting rooms 3. Construction of an administrative space 4. Construction of a substation 5. Installation of a cooling system 6. Installation of safety and security systems | Hyperscale Data Center | A data center is being constructed at 3545 Wiseman Blvd in San Antonio. The project aims to provide better data center facilities in the region. The project is part of a US$200 million SAT14 data center development. |  | February 2026 - Construction activities are underway. July 2025 - Construction activities are underway. August 2024 - Construction activities are underway. April 2024 - Construction works are underway. May 2023 - Construction works are underway. July 2022 - Planning activities are underway. July 2021 - The project plans were filed with the Texas Department of Licensing and Regulation. Q4 2020 - Microsoft announced the plans to construct a data center in San Antonio. | Project work on Schedule | 1 | Not Funded / Unconfirmed | Private | Microsoft Corp | Walbridge Aldinger Co | Page Southerland Page Inc
490776 | 490776 | 2026-02-05 17:07 | HZSCC – Fuping Artificial Intelligence Data Center – Hebei | HZSCC – Fuping Artificial Intelligence Data Center – Hebei | https://construction.globaldata.com/Projects/Overview/490776 | Execution | Parent | 444 | 2024 Q1 | 2025 Q2 | 2028 Q1 | Asia-Pacific | China | Hebei | Baoding |  |  | Commercial & Leisure | Data Center | Data Center |  |  | New | Onshore | Hebei Zhongke Super Cloud Computing Co. Ltd (HZSCC) is building an artificial intelligence computing center in Fuping County, Baoding City, Hebei Province, China. The project involves the renovation of a three-story single B1 building with 1,500m2 GFA comprising an experimental center, an exhibition center on first floor, a comprehensive office area on the second floor, an employee restaurant and an activity area the third floor. It also includes the construction of a two-story C1 building with 6,270m2 GFA comprising power supply and distribution equipment rooms, access rooms and auxiliary rooms on first floor, core computer rooms and distribution rooms on the second floor, 520 cabinets with a capacity of 25kw each, 120 cabinets with a capacity of12kw each, 20 cabinets with a capacity of 25kw each, supporting auxiliary rooms, administrative facilities and parking facilities and the installation of safety and security systems EPC contract has been awarded to China Construction Fifth Bureau Installation Engineering Co. Ltd, China Construction Fifth Engineering Bureau Co. Ltd and Shenzhen Zhongke Supercomputing Technology Co. Ltd. | 38.8491 | 114.1953 | The project involves the construction of an artificial intelligence computing center in Fuping County, Baoding City, Hebei Province, China. The US$444 million project includes the following: 1. Renovation of renovation of a three-story single B1 building with 1,500m2 GFA 2. Construction of a two-story C1 building with 6,270m2 GFA 3. Construction of power supply and distribution equipment rooms 4. Construction of access rooms 5. Construction of auxiliary rooms 6. Construction of core computer rooms 7. Construction of distribution rooms 8. Construction of 520 cabinets with a capacity of 25kw each 9. Construction of 120 cabinets with a capacity of12kw each 10. Construction of 20 cabinets with a capacity of 25kw each 11. Construction of supporting auxiliary rooms 12. Construction of administrative facilities 13. Construction of parking facilities 14. Installation of safety and security systems | Heating, ventilation and air conditioning (HVAC) |  |  | February 05, 2026 - We have not been able to obtain further updates on this project. We have retained the same project stage and amended the key dates accordingly. We will update the profile as soon as we obtain any new information. May 2025 - Construction commenced. March 2025 - Pre-Construction activities are underway. February 2025 - China Construction Fifth Bureau Installation Engineering Co. Ltd, China Construction Fifth Engineering Bureau Co. Ltd and Shenzhen Zhongke Supercomputing Technology Co. Ltd have been appointed as the EPC contractors. Q1 2024 - HZSCC announced plans to build an artificial intelligence computing center in Fuping County, Baoding City, Hebei Province, China. | Information Unavailable |  | Not Funded / Unconfirmed | Private | Hebei Zhongke Super Cloud Computing Co Ltd | China Construction Fifth Bureau Installation Engineering Co Ltd;China Construction Fifth Engineering Bureau Co Ltd;Shenzhen Zhongke Supercomputing Technology Co Ltd
350451 | 350437 | 2026-02-05 17:03 | MSFT – SAT 14 Data Center: Phase I – Texas | MSFT – SAT 14 Data Center – Texas | https://construction.globaldata.com/Projects/Overview/350451 | Execution | Sub | 142 | 2017 Q3 | 2018 Q4 | 2026 Q4 | North America | United States | Texas | San Antonio | 3545 Wiseman Blvd | 78251 | Commercial & Leisure | Data Center | Data Center |  |  | New | Onshore | Microsoft Corporation (Microsoft) is undertaking the construction of a hyperscale data center in Texas, the US. The project involves the construction of 14,120m2 and 9,940m2 of two data center buildings. It includes the construction of server rooms, meeting rooms, an administrative space, and a substation, and the installation of a cooling system and safety and security systems. In July 2021, the project plans were filed with the Texas Department of Licensing and Regulation. | 29.4742 | -98.6851 | The project involves the construction of 14,120m2, and 9,940m2 two data center buildings in San Antonio, Texas, the US. The US$142 million project includes the following: 1. Construction of server rooms 2. Construction of meeting rooms 3. Construction of an administrative space 4. Construction of a substation 5. Installation of a cooling system 6. Installation of safety and security systems | Heating, ventilation and air conditioning (HVAC); Hyperscale Data Center | A data center is being constructed at 3545 Wiseman Blvd in San Antonio. The project aims to provide better data center facilities in the region. The project is named SAT14. The project is part of a US$200 million San Antonio data center development. |  | February 2026 - Construction activities are underway. July 2025 - Construction activities are underway. August 2024 - Construction activities are underway. April 2024 - Construction works are underway. May 2023 - Construction works are underway. Q3 2022 - Construction activities are underway. Q4 2018 - Construction works are underway. Q3 2017 - Microsoft announced the plans to construct a data center in San Antonio. | Project work on Schedule | 1 | Not Funded / Unconfirmed | Private | Microsoft Corp | Walbridge Aldinger Co | Page Southerland Page Inc
350437 | 350437 | 2026-02-05 17:00 | MSFT – SAT 14 Data Center – Texas | MSFT – SAT 14 Data Center – Texas | https://construction.globaldata.com/Projects/Overview/350437 | Execution | Parent | 200 | 2017 Q3 | 2018 Q4 | 2026 Q2 | North America | United States | Texas | San Antonio | 3545 Wiseman Blvd | 78251 | Commercial & Leisure | Data Center | Data Center |  |  | New | Onshore | Microsoft Corporation (Microsoft) is undertaking the construction of a hyperscale data center at 3545 Wiseman Blvd in Bexar County, in San Antonio, Texas, the US. The project involves the construction of 32,516m2 of five data center buildings. It will be developed in three phases. The first phase involves the construction of 14,120m2 and 9,940m2 of two data center buildings at Wiseman Blvd named as the SAT14 project, with US$154.9 million. The second phase involves the construction of a 4,270m2 data center building with US$26.8 million, and the third phase includes the construction of a data center building with US$31.2 million. It includes the construction of server rooms, meeting rooms, an administrative space, a substation, and the installation of cooling system, safety, and security systems. Page Southerland Page has been appointed as an architect and Walbridge Aldinger Co as the contractor. | 29.4757 | -98.6814 | The project involves the construction of a 32,516m2 data center in San Antonio, Texas, the US. The US$200 million project includes the following: 1. Construction of server rooms 2. Construction of meeting rooms 3. Construction of an administrative space 4. Construction of a substation 5. Installation of a cooling system 6. Installation of safety and security systems | Heating, ventilation and air conditioning (HVAC); Hyperscale Data Center |  |  | February 2026 - Construction activities are underway. July 2025 - Construction activities are underway. August 2024 - Construction activities are underway. April 2024 - Construction works are underway. May 2023 - Construction works are underway. Q4 2018 - Construction works are underway. Q3 2017 - Microsoft announced the plans to construct a data center in San Antonio. | Project work on Schedule | 1 | Not Funded / Unconfirmed | Private | Microsoft Corp | Walbridge Aldinger Co | Page Southerland Page Inc
228096 | 228096 | 2026-02-05 16:47 | Alphabet – Data Center Expansion Program – United States | Alphabet – Data Center Expansion Program – United States | https://construction.globaldata.com/Projects/Overview/228096 | Execution | Program | 2500 | 2015 Q1 | 2017 Q4 | 2028 Q2 | North America | United States |  |  |  |  | Commercial & Leisure | Data Center | Data Center |  |  | Expansion | Onshore | Google, a subsidiary of Alphabet Inc. (Alphabet), is undertaking the construction of a hyperscale data center expansion in the US. The program involves the construction of five data centers across Alabama, Oregon, Oklahoma (Pryor), Virginia, and Tennessee. It includes the construction of laboratories, server rooms, meeting rooms, control rooms, and an administrative building, and the installation of safety and security systems. Construction activities on the Clarksville Data Center in Tennessee and the Jackson County Data Center in Alabama commenced in 2017. In February 2018, GOOG unveiled project plans for the Pryor Data Center Expansion in Oklahoma. A groundbreaking ceremony was held at the Tennessee data center in February 2018. Construction activities were completed on the Oregon data center in the first quarter of 2018. A groundbreaking ceremony was held at the Alabama data center in April 2018. In December 2018, construction activities on the Virginia data center were underway. In December 2019, construction works on the Tennessee and Virginia data centers were completed. Construction activities were completed on the Alabama data center in the third quarter of 2020. | 37.0902 | -95.7129 | The program involves the construction of five data centers in the US. The US$2,500 million program includes the following: 1. Construction of laboratories 2. Construction of server rooms 3. Construction of meeting rooms 4. Construction of an administrative building 5. Construction of control rooms 6. Installation of safety and security systems | Hyperscale Data Center |  |  | May 01, 2025 - We have not been able to obtain further updates on this project. We have retained the same project stage and amended the key dates accordingly. We will update the profile as soon as we obtain any new information. | Project work on Schedule | 1 | Not Funded / Unconfirmed | Private | Alphabet Inc
228092 | 228096 | 2026-02-05 16:42 | Alphabet – Pryor Data Center Expansion – Oklahoma | Alphabet – Data Center Expansion Program – United States | https://construction.globaldata.com/Projects/Overview/228092 | Planning | Parent | 600 | 2018 Q1 | 2027 Q3 | 2029 Q4 | North America | United States | Oklahoma |  | MidAmerica Industrial Park, Mayes County | 74361 | Commercial & Leisure | Data Center | Data Center |  | Low | Expansion | Onshore | Google Inc (GOOGLE) is undertaking the expansion of a hyperscale data center in Mayes County, Oklahoma, the US. The project involves the construction of a four-story data center. It includes the construction of server rooms, meeting rooms, an administrative building, and parking facilities, and the installation of equipment, safety, and security systems. | 36.2929 | -95.371 | The project involves the construction of a four-story data center in Mayes County, Oklahoma, the US. The US$600 million project includes the following: 1. Construction of server rooms 2. Construction of meeting rooms 3. Construction of an administrative building 4. Construction of parking facilities 5. Installation of equipment and safety and security systems | Hyperscale Data Center | A major expansion is proposed for the Pryor data center in MidAmerica Industrial Park, Mayes County. The project will expand the data center at Pryor which was opened in 2011. It is part of GOOGLE a subsidiary of Alphabet Inc. US$2,500 million investment to build or expand data centers in Oklahoma, Alabama, Oregon, Tennessee and Virginia. |  | February 2026 - Planning activities are underway. October 2025 - Planning activities are underway. June 05, 2024 - Planning activities are underway. July 2023 - Planning activities are underway. April 2021 - Planning activities are underway. July 2020 - Planning activities are underway. August 2019 - Planning activities are underway. Q1 2018 - GOOG announced plans to expand the Pryor data centre in Mayes County. | No Major Development | 0 | Not Funded / Unconfirmed | Private | Alphabet Inc
524947 | 524947 | 2026-02-05 16:29 | Switch – Las Vegas AI Factory 1 Data center – Nevada | Switch – Las Vegas AI Factory 1 Data center – Nevada | https://construction.globaldata.com/Projects/Overview/524947 | Execution | Parent | 400 | 2024 Q4 | 2025 Q2 | 2027 Q4 | North America | United States | Nevada | Las Vegas | southwest corner of the Jones Boulevard-215 Beltway interchange |  | Commercial & Leisure | Data Center | Data Center |  |  | New | Onshore | Switch is undertaking the construction of AI factories at the southwest corner of the Jones Boulevard-215 Beltway interchange in Las Vegas, Nevada, the US. The project involves the construction of AI factories with two buildings spanning 18,485m2 and 21,180m2. It includes the construction of an administrative space, meeting rooms, control rooms, storage rooms, and parking spaces, and the installation of equipment, safety, and security systems. The project is designed to power artificial-intelligence systems. | 36.1583 | -115.2253 | The project involves the construction of two 39,665m2 AI factories at the southwest corner of the Jones Boulevard-215 Beltway interchange in Las Vegas, Nevada, the US. The US$400 million project includes the following: 1. Construction of a 18,485m2 data center 2. Construction of a 21,180m2 data center 3. Construction of an administrative space 4. Construction of meeting rooms 5. Construction of control rooms 6. Construction of storage rooms 7. Construction of parking spaces 8. Installation of equipment 9. Installation of safety and security systems | Heating, ventilation and air conditioning (HVAC) |  |  | February 2026 - Construction activities are underway. August 2025 - Construction activities are underway. Q4 2024 - Switch announced plans to build a data center in Las Vegas. | Project work on Schedule | 1 | Not Funded / Unconfirmed | Private | Switch Inc
437619 | 437619 | 2026-02-05 16:15 | AdaniConneX – Chandanvelly Data Centre – Telangana | AdaniConneX – Chandanvelly Data Centre – Telangana | https://construction.globaldata.com/Projects/Overview/437619 | Planning | Parent | 600 | 2023 Q4 | 2027 Q3 | 2030 Q4 | Asia-Pacific | India | Telangana | Hyderabad | Chandanvelly Ranga Reddy | 501503 | Commercial & Leisure | Data Center | Data Center |  | Low | New | Onshore | AdaniConnex Pvt Ltd is planning to build a data center in Chandanvelly Village, Ranga Reddy, Telangana, India. The project involves the construction of a data center with a power consumption capacity of 100MW. It includes the construction of server rooms with racks, meeting rooms, administrative space, parking facilities, the installation of equipment and machinery, cooling systems, and the installation of safety and security systems. | 17.0497 | 78.3842 | The project involves the construction of a data center with a power consumption capacity of 100MW in Chandanvelly Village, Ranga Reddy, Telangana, India. The US$600 million (INR50,000 million) project includes the following: 1. Construction of server rooms with racks 2. Construction of meeting rooms 3. Construction of administrative space 4. Construction of parking facilities 5. Installation of equipment and machinery 6. Installation of cooling systems 7. Installation of safety and security systems | Heating, ventilation and air conditioning (HVAC) | A data center is proposed for construction in Chandanvelly Village, Ranga Reddy. |  | February 05, 2026 - We have not been able to obtain further updates on this project. We have retained the same project stage and amended the key dates accordingly. We will update the profile as soon as we obtain any new information. June 2025 - Planning activities are underway. November 2024 - Planning activities are underway. January 2024 - Planning activities are underway. Q4 2023 - AdaniConnex Pvt Ltd announced a plan to build a data center in Ranga Reddy. | Information Unavailable |  | Not Funded / Unconfirmed | Private | AdaniConnex Pvt Ltd
512367 | 512367 | 2026-02-05 16:05 | Ark Data Centres – Elstree Data Center – Greater London | Ark Data Centres – Elstree Data Center – Greater London | https://construction.globaldata.com/Projects/Overview/512367 | Planning | Parent | 2662 | 2024 Q1 | 2026 Q4 | 2033 Q4 | Europe | United Kingdom | Greater London |  | Hilfield Park |  | Commercial & Leisure | Data Center | Data Center |  | Low | Redevelopment | Onshore | Ark Data Centers (ACS) is planning to build a Tier-III colocation data center campus in London, the UK. The project involves redevelopment of the former Mercure Hotel campus site with the construction of four, two-to-three-story data centers over 39m each and a floor area in excess of 370,000m2 with a total consumption capacity of 200MW. It includes the construction of data halls with racks, meeting rooms, office space, storage facilities and parking facilities, and the installation of power and cooling systems, safety and security systems. The modular data center is designed for maximum efficiency and density, utilising advanced cooling technologies to ensure optimal performance while minimising environmental impact. Its modular construction allows for rapid deployment and scalability to meet the demands of AI-driven workloads and next-generation technologies. The data center campus will be powered by 100% renewable energy. The project will create 470 construction jobs and 255 operational jobs. In December 2025, an application has been submitted to the Hertsmere Borough Council, with a decision expected in March 2026. The first building is scheduled to be completed in 2029. | 51.6496 | -0.33512 | The project involves the construction of a data center campus with a total consumption capacity of 200MW in Watford, London, the UK. The US$2,662 million project includes the following: 1. Construction of four two-to-three-story data centers 2. Construction of data halls with racks 3. Construction of meeting rooms 4. Construction of office space 5. Construction of storage facilities 6. Construction of parking facilities 7. Installation of power and cooling systems 8. Installation of safety and security systems | Colocation Data Center; Green data center; Heating, ventilation and air conditioning (HVAC); Modular Construction; Tier 3 Data Center |  |  | February 2026 - The project is awaiting approvals. December 2025 - ADC has submitted an application to the Hertsmere Borough Council. July 2025 - Planning activites are underway. January 2024 - ADC announced plans to build a data center in London. | Project Awaiting Approvals | 0 | Not Funded / Unconfirmed | Private | Ark Data Centres Limited
332559 | 332559 | 2026-02-05 16:05 | MSFT – Ginger West Data Center – Iowa | MSFT – Ginger West Data Center – Iowa | https://construction.globaldata.com/Projects/Overview/332559 | Execution | Parent | 1000 | 2019 Q1 | 2023 Q4 | 2028 Q3 | North America | United States | Iowa | West Des Moines | 11100 Booneville Rd | 50266 | Commercial & Leisure | Data Center | Data Center |  |  | New | Onshore | Microsoft Corporation (Microsoft) is undertaking the construction of a data center in Iowa, the US. The project involves the construction of a 48,625.4m2 data center on 61.9ha of land. It includes the construction of a server room, meeting rooms, an administrative building, a cafeteria, and parking facilities, as well as the installation of safety and security systems. The project will create 75 operational jobs. Turner Construction has been appointed as the construction contractor. Construction works are scheduled to be completed by the third quarter of 2028. | 41.5329 | -93.865 | The project involves the construction of a 48,625.45m2 data center on 61.9ha of land at 11100 Booneville Road in West Des Moines, Iowa, the US. The US$1,000 million project includes the following: 1. Construction of a server room 2. Construction of meeting rooms 3. Construction of an administrative building 4. Construction of a cafeteria 5. Construction of parking facilities 6. Installation of safety and security systems | Heating, ventilation and air conditioning (HVAC); Hyperscale Data Center |  |  | February 2026 - Construction works are underway. July 2025 - Construction works are underway. July 2024 - Construction works are underway. July 2023 - Pre-design activities are underway. October 2022 - Pre-Design activities are underway. October 2021 - Microsoft received planning approval for Ginger West data center. March 2021 - Microsoft received the zoning approvals for the project. October 2020 - Planning activities are underway. Q1 2019 - Microsoft announced the plans for the construction of a data center. | Project work on Schedule | 1 | Not Funded / Unconfirmed | Private | Microsoft Corp | Turner Construction Co
332557 | 332557 | 2026-02-05 16:04 | MSFT – Ginger East Data Center – Iowa | MSFT – Ginger East Data Center – Iowa | https://construction.globaldata.com/Projects/Overview/332557 | Execution | Parent | 1000 | 2019 Q1 | 2025 Q1 | 2028 Q2 | North America | United States | Iowa | West Des Moines | 1475 SE Maffitt Lake Ct | 50265 | Commercial & Leisure | Data Center | Data Center |  |  | New | Onshore | Microsoft Corporation is undertaking the construction of a data center in Iowa, the US. The project involves the construction of a 167,000m2 data center campus with five data center buildings on 52.6ha of land. It includes the construction of a server room, meeting rooms, an administrative building, a cafeteria, and parking facilities, as well as the installation of safety and security systems. Weitz Construction has been appointed as the construction contractor. Construction works are scheduled to be completed by the second quarter of 2028. | 41.5166 | -93.7255 | The project involves the construction of a 167,000m2 data center campus with five data center buildings on 52.6ha of land east of Veterans Parkway at SE Maffitt Lake Road in West Des Moines, Iowa, the US. The US$1,000 million project includes the following: 1. Construction of a server room 2. Construction of meeting rooms 3. Construction of an administrative building 4. Construction of a cafeteria 5. Construction of parking facilities 6. Installation of safety and security systems | Heating, ventilation and air conditioning (HVAC); Hyperscale Data Center | A data center is being constructed at the south of Highway 5 and north of South County Line Road, West Des Moines. It is located kitty-corner from the Alluvion data center. The project aims to employ 50-75 workers. Microsoft acquired the property for US$15.82 million from West Lakes Properties. |  | February 2026 - Construction works are underway. July 2025 - Construction works are underway. July 2024 - Pre-design activities are underway. July 2023 - Pre-design activities are underway. October 14, 2022 - Pre-design activities are underway. October 2021 - Microsoft has been granted planning approval for the first building of its Ginger East data center project. August 2021 - Microsoft is seeking planning approval for its East data center project. October 2020 - Planning activities are underway. Q1 2019 - Microsoft announced the plans for the construction of a data center in West Des Moines, Iowa. | Project work on Schedule | 1 | Not Funded / Unconfirmed | Private | Microsoft Corp | The Weitz Company LLC
512835 | 512835 | 2026-02-05 16:04 | Apatura – Stainrigg Farm Data Center – United Kingdom | Apatura – Stainrigg Farm Data Center – United Kingdom | https://construction.globaldata.com/Projects/Overview/512835 | Planning | Parent | 1000 | 2025 Q1 | 2027 Q3 | 2030 Q4 | Europe | United Kingdom |  |  | North and east of Stainrigg Mains Farm in Coldstream |  | Commercial & Leisure | Data Center | Data Center | Energy Storage | Low | New | Onshore | Apatura is planning to construct a data center in the Farm in Coldstream, United Kingdom. The project involves the construction of a 70,000m2 data center with a capacity of 300MW on 69ha of land. It involves the construction of a substation, a 500MW battery energy storage system (BESS), and parking facilities, access roads, and server rooms, installation of networking devices, storage devices, server racks, and cooling systems. Apatura is yet to submit full planning applications for the data centers or BESS. The company said development will take approximately three years to complete once the construction starts. | 55.705 | -2.2255 | The project involves the construction of 70,000m2 of data center buildings totaling 300MW on 69ha of greenfield land north and east of Stainrigg Mains Farm in Coldstream, United Kingdom. The US$1,000 million project consists of the following: 1. Construction of a sub-station 2. Construction of a 500MW battery energy storage system 3. Construction of parking facilities 4. Construction of access roads 5. Construction of server rooms 6. Installation of networking devices 7. Installation of storage devices 8. Installation of roof-mounted solar photovoltaic system 8. Installation of server racks 9. Installation of the cooling system | Energy storage; Heating, ventilation and air conditioning (HVAC) |  |  | February 2026 - Planning activities are underway. July 2025 - The council has determined that the proposal does not require an Environmental Impact Assessment (EIA) before applying for full planning permission. Q1 2025 - Apatura announced plans to construct a data center in east of Stainrigg Mains Farm in Coldstream. | No Major Development | 0 | Not Funded / Unconfirmed | Private | Apatura Ltd
558297 | 558297 | 2026-02-05 16:02 | DCPC – Summit Ridge Data Center – Utah | DCPC – Summit Ridge Data Center – Utah | https://construction.globaldata.com/Projects/Overview/558297 | Pre-Design | Parent | 160 | 2024 Q1 | 2027 Q1 | 2029 Q4 | North America | United States | Utah | Salt Lake City | 15372 S. Ridge Farms Road | 84655 | Commercial & Leisure | Data Center | Data Center |  | Medium | New | Onshore | The Data Center Power Company is planning to build a colocation tier III data center in Santaquin, Utah, the US. The project involves the construction of a 23,783m2 data center with a consumption capacity of 20MW. It includes the construction of data halls, meet-me rooms, server rooms, a substation and the installation of generators and uninterruptible power supply (UPS) units, cooling systems and safety and security systems. The facility will be powered by an on-site natural gas plant and use a closed-loop cooling system. All the power for the data center will be generated on-site with natural gas engines. | 39.9466 | -111.8071 | The project involves the construction of a 23,783m2 data center with a consumption capacity of 20MW at 15372 S. Ridge Farms Road in Santaquin, Utah, the US. The US$160 million project includes the following: 1. Construction of data halls 2. Construction of server rooms 3. Construction of a substation 4. Installation of generators and uninterruptible power supply (UPS) units 5. Installation of the cooling system 6. Installation of safety and security systems | Colocation Data Center; Tier 3 Data Center |  |  | February 2026 - Local residents are opposing the project, and public hearings are being held. July 2025 - The project has received the site plan approval from the Santaquin City Council. August 2024 - The Santaquin City Council approved zonning application. Q1 2024 - Data Center Power Company announced plans to build a data center in Salt Lake City, Utah. | Project work on Schedule | 1 | Not Funded / Unconfirmed | Private | Data Center Power Co
558613 | 558613 | 2026-02-05 15:12 | Exsim Sri Permai – Cheras Data Centre – Kuala Lumpur | Exsim Sri Permai – Cheras Data Centre – Kuala Lumpur | https://construction.globaldata.com/Projects/Overview/558613 | EPC Award | Parent | 150 | 2024 Q2 | 2026 Q2 | 2027 Q4 | Asia-Pacific | Malaysia | Kuala Lumpur |  | Cheras, Kuala Lumpur |  | Commercial & Leisure | Data Center | Data Center |  | High | New | Onshore | Exsim Sri Permai Sdn Bhd is planning to construct a data center in Cheras, Kuala Lumpur, Malaysia. The project involves the construction of a data center. It will include the construction of two towers and access roads, and the installation of servers, backup power supply systems, security systems, cooling components, and advanced alarm systems. Binastra Corporation Bhd has been appointed as a construction contractor. Construction works are expected to be completed within 20 months | 3.107 | 101.7249 | The project involves the construction of a data center in Cheras, Kuala Lumpur, Malaysia. The US$150 million project includes the following: 1. Construction of server rooms 2. Construction of access roads 3. Installation of backup power supplies 4. Installation of security systems 5. Installation of cooling components 6. Installation of advanced alarm systems |  |  |  | February 2026 - Binastra Corp has been awarded as a construction contractor with a value of US$128 million. January 2025 - Planning activities are underway. Q2 2024 - Exsim Sri Permai Sdn Bhd announced plans to construct a data centre in Cheras. | Major Contract Awarded | 4 | Not Funded / Unconfirmed | Private | Exsim Sri Permai Sdn Bhd | Binastra Corporation Bhd
557626 | 557626 | 2026-02-05 15:01 | Create Capital/ Haimaker – Da Nang High-Tech Park Data Center – Da Nang | Create Capital/ Haimaker – Da Nang High-Tech Park Data Center – Da Nang | https://construction.globaldata.com/Projects/Overview/557626 | Planning | Parent | 1000 | 2025 Q4 | 2027 Q3 | 2030 Q4 | Asia-Pacific | Vietnam | Da Nang | Da Nang | Da Nang High-Tech Park |  | Commercial & Leisure | Data Center | Data Center |  | Medium | New | Onshore | Create Capital Vietnam and Haimaker.ai, through the joint venture Vietnam Data Gen is planning to construct a colocation data center in Da Nang High-Tech Park, Da Nang, Vietnam. The project involves the construction of a data center with a consumption capacity of 100MW. It includes the construction of data halls, server rooms, an administrative space, and the installation of generators, cooling systems, and safety and security systems. It will be developed in three phases. Phase I includes the construction of a 20MW data center with an investment of US$200 million, phase two includes the construction of 60MW with an investment of US$600 million, and phase three includes the construction of a 20MW data center with an investment of US$200 million. The project aims to build infrastructure that allows data to be stored and processed domestically, meeting the requirements for large computing volumes while still ensuring data sovereignty, and it will contribute to enhancing domestic computing capacity and gradually affirm Vietnam's position as an "AI sovereign nation". | 16.073 | 108.0894 | The project involves the construction of a data center with a consumption capacity of 100MW in Da Nang, Vietnam. The US$1,000 million project includes the following: 1. Construction of data halls 2. Construction of server rooms 3. Construction of an administrative space 4. Installation of generators 5. Installation of cooling systems 6. Installation of safety and security systems | Colocation Data Center |  |  | February 2026 - Planning activities are underway. Q4 2025 - Create Capital and Haimaker announced plans for the construction of a data center in Da Nang. | Project work on Schedule | 1 | Not Funded / Unconfirmed | Private | Create Capital Vietnam Limited JSC;Haimaker
558645 | 557626 | 2026-02-05 15:00 | Create Capital/ Haimaker – Da Nang High-Tech Park Data Center: Phase III – Da Nang | Create Capital/ Haimaker – Da Nang High-Tech Park Data Center – Da Nang | https://construction.globaldata.com/Projects/Overview/558645 | Planning | Sub | 200 | 2025 Q4 | 2027 Q3 | 2030 Q4 | Asia-Pacific | Vietnam | Da Nang | Da Nang | Da Nang High-Tech Park |  | Commercial & Leisure | Data Center | Data Center |  | Medium | New | Onshore | Create Capital Vietnam and Haimaker.ai, through the joint venture Vietnam Data Gen is planning to construct a colocation data center in Da Nang High-Tech Park, Da Nang, Vietnam. The project involves the construction of a data center with a consumption capacity of 20MW. It includes the construction of data halls, server rooms, an administrative space, and the installation of generators, cooling systems, and safety and security systems. The project aims to build infrastructure that allows data to be stored and processed domestically, meeting the requirements for large computing volumes while still ensuring data sovereignty, and it will contribute to enhancing domestic computing capacity and gradually affirm Vietnam's position as an "AI sovereign nation". | 16.073 | 108.0894 | The project involves the construction of a data center with a consumption capacity of 20MW in Da Nang, Vietnam. The US$200 million project includes the following: 1. Construction of data halls 2. Construction of server rooms 3. Construction of an administrative space 4. Installation of generators 5. Installation of cooling systems 6. Installation of safety and security systems | Colocation Data Center |  |  | February 2026 - Planning activities are underway. Q4 2025 - Create Capital and Haimaker announced plans for the construction of a data center in Da Nang. | Project work on Schedule | 1 | Not Funded / Unconfirmed | Private | Create Capital Vietnam Limited JSC;Haimaker
554341 | 554341 | 2026-02-05 15:00 | Trammell Crow – Forsyth Technology Data Center Campus – Georgia | Trammell Crow – Forsyth Technology Data Center Campus – Georgia | https://construction.globaldata.com/Projects/Overview/554341 | Pre-Design | Parent | 8400 | 2025 Q1 | 2028 Q3 | 2037 Q4 | North America | United States | Georgia | Macon | Johnstonville Rd, West of Interstate 75 | 31029 | Commercial & Leisure | Data Center | Data Center |  | High | New | Onshore | Trammell Crow Company is planning to undertake the construction of a hyperscale data center along Johnsonville Road, Smith Road, and Collier Road west of I-75, Georgia, the US. The project involves the construction of a 1,100,000m2 data center on 647ha of land. It involves the construction of data halls, server rooms, meet-me-rooms, an administrative space, and the installation of generators, cooling systems, safety, and security systems. The project will be developed in multiples phases over a period of time and the data center will be fully operational by 2037. | 33.1096 | -84.0432 | The project involves the construction of a 1,100,000m2 data center on 647ha of land in Georgia, the US. The US$8,400 million project includes the following: 1. Construction of data halls 2. Construction of server rooms 3. Construction of meet-me-rooms 4. Construction of an administrative space 5. Installation of generators 6. Installation of cooling systems 7. Installation of safety and security systems | Hyperscale Data Center |  |  | February 2026 - Trammell Crow Company LLC secured planning approvals from the Georgia Department of Community Affairs. December 2025 - The project is awaiting approvals. November 2025 - Trammell Crow Company has submitted a Development of Regional Impact (DRI) application to the Georgia Department of Community Affairs. Q1 2025 - Trammell Crow Company announced plans for the construction of a data center in Georgia. | Major Authority Clearance Received | 3 | Not Funded / Unconfirmed | Private | Trammell Crow Company LLC
558644 | 557626 | 2026-02-05 14:59 | Create Capital/ Haimaker – Da Nang High-Tech Park Data Center: Phase II – Da Nang | Create Capital/ Haimaker – Da Nang High-Tech Park Data Center – Da Nang | https://construction.globaldata.com/Projects/Overview/558644 | Planning | Sub | 600 | 2025 Q4 | 2027 Q3 | 2030 Q4 | Asia-Pacific | Vietnam | Da Nang | Da Nang | Da Nang High-Tech Park |  | Commercial & Leisure | Data Center | Data Center |  | Medium | New | Onshore | Create Capital Vietnam and Haimaker.ai, through the joint venture Vietnam Data Gen is planning to construct a colocation data center in Da Nang High-Tech Park, Da Nang, Vietnam. The project involves the construction of a data center with a consumption capacity of 60MW. It includes the construction of data halls, server rooms, an administrative space, and the installation of generators, cooling systems, and safety and security systems. The project aims to build infrastructure that allows data to be stored and processed domestically, meeting the requirements for large computing volumes while still ensuring data sovereignty, and it will contribute to enhancing domestic computing capacity and gradually affirm Vietnam's position as an "AI sovereign nation". | 16.073 | 108.0894 | The project involves the construction of a data center with a consumption capacity of 60MW in Da Nang, Vietnam. The US$600 million project includes the following: 1. Construction of data halls 2. Construction of server rooms 3. Construction of an administrative space 4. Installation of generators 5. Installation of cooling systems 6. Installation of safety and security systems | Colocation Data Center |  |  | February 2026 - Planning activities are underway. Q4 2025 - Create Capital and Haimaker announced plans for the construction of a data center in Da Nang. | Project work on Schedule | 1 | Not Funded / Unconfirmed | Private | Create Capital Vietnam Limited JSC;Haimaker
558643 | 557626 | 2026-02-05 14:56 | Create Capital/ Haimaker – Da Nang High-Tech Park Data Center: Phase I – Da Nang | Create Capital/ Haimaker – Da Nang High-Tech Park Data Center – Da Nang | https://construction.globaldata.com/Projects/Overview/558643 | Planning | Sub | 200 | 2025 Q4 | 2027 Q3 | 2030 Q4 | Asia-Pacific | Vietnam | Da Nang | Da Nang | Da Nang High-Tech Park |  | Commercial & Leisure | Data Center | Data Center |  | Medium | New | Onshore | Create Capital Vietnam and Haimaker.ai, through the joint venture Vietnam Data Gen is planning to construct a colocation data center in Da Nang High-Tech Park, Da Nang, Vietnam. The project involves the construction of a data center with a consumption capacity of 20MW. It includes the construction of data halls, server rooms, an administrative space, and the installation of generators, cooling systems, and safety and security systems. The project aims to build infrastructure that allows data to be stored and processed domestically, meeting the requirements for large computing volumes while still ensuring data sovereignty, and it will contribute to enhancing domestic computing capacity and gradually affirm Vietnam's position as an "AI sovereign nation". | 16.073 | 108.0894 | The project involves the construction of a data center with a consumption capacity of 20MW in Da Nang, Vietnam. The US$200 million project includes the following: 1. Construction of data halls 2. Construction of server rooms 3. Construction of an administrative space 4. Installation of generators 5. Installation of cooling systems 6. Installation of safety and security systems | Colocation Data Center |  |  | February 2026 - Planning activities are underway. Q4 2025 - Create Capital and Haimaker announced plans for the construction of a data center in Da Nang. | Project work on Schedule | 1 | Not Funded / Unconfirmed | Private | Create Capital Vietnam Limited JSC;Haimaker
558694 | 558694 | 2026-02-05 14:44 | AIMS DC – Cyberjaya Data Center – Selangor | AIMS DC – Cyberjaya Data Center – Selangor | https://construction.globaldata.com/Projects/Overview/558694 | Planning | Parent | 1015 | 2025 Q3 | 2026 Q4 | 2027 Q4 | Asia-Pacific | Malaysia | Selangor | Sepang | Cyberjaya |  | Commercial & Leisure | Data Center | Data Center |  | Medium | New | Onshore | AIMS Data Centre Sdn Bhd (AIMS) is planning to construct a hyperscale data center campus in Cyberjaya, Selangor, Malaysia. The project involves the construction of a data center with a consumption capacity of 200MW on 4.04ha of land. It involves the construction of server rooms, meeting rooms, an administrative space, parking spaces, installation of generators, cooling systems, and safety and security systems. In February 2026, AIMS acquired the 4.04ha of site from Cyberview Sdn Bhd. The facility will be designed with best-in-class power usage efficiency (PUE) and water usage efficiency (WUE), in line with AIMS’ commitment to future-proof infrastructure and sustainable growth. Construction is expected to be completed in 2027. | 2.9339 | 101.6456 | The project involves the construction of an AI data center with a consumption capacity of 200MW on 4.04ha of land in Selangor, Malaysia. The US$1,015 million project includes the following: 1. Construction of server rooms 2. Construction of meeting rooms 3. Construction of an administrative space 4. Construction of parking spaces 5. Installation of generators 6. Installation of cooling systems 7. Installation of safety and security systems | Hyperscale Data Center |  |  | February 2026 - AIMS acquired the land for the data center development. Q3 2025 - AIMS Data Center announced plans for the construction of a data center in Cyberjaya. | Project work on Schedule | 1 | Not Funded / Unconfirmed | Private | AIMS Data Centre Sdn. Bhd.
505443 | 505443 | 2026-02-05 14:33 | Stack Infra – PHX02 Campus Data Center – Arizona | Stack Infra – PHX02 Campus Data Center – Arizona | https://construction.globaldata.com/Projects/Overview/505443 | Planning | Parent | 1200 | 2022 Q4 | 2027 Q3 | 2030 Q4 | North America | United States | Arizona | Phoenix |  |  | Commercial & Leisure | Data Center | Data Center |  | Low | New | Onshore | STACK Infrastructure (Stack Infra) is planning to construct a colocation data center near Sky Harbour International Airport in central Phoenix, the US. The project involves the construction of 167,225m2, five data center buildings with a consumption capacity of 246MW on 20.63ha of land. It includes the construction of data halls, server rooms, a 350MW substation, conference and break rooms, and a parking facility, and the installation of generators, safety and security systems. Out of five buildings, Building I includes the construction of 48MW, Building II includes 48MW, Building III includes 60MW, Building IV includes 60MW, and Building V includes 30MW. The facility is committed to operating on 100% renewable energy. It will be equipped with N+1 UPS systems and generators and will use N+1 45-ton air-cooled chillers. It aims for certifications like PCI DSS, SSAE18, ISO 9001:2008, and HIPAA certification. | 33.4406 | -112.0539 | The project involves the construction of 167,225m2, five data center buildings with a consumption capacity of 246MW on 20.63ha of land in central Phoenix, the US. The US$1,200 million project includes the following: 1. Construction of data halls 2. Construction of server rooms 3. Construction of conference and break rooms 4. Construction of a parking facility 5. Construction of a 350MW substation 6. Installation of generators 7. Installation of safety and security systems | Colocation Data Center; Green data center; Heating, ventilation and air conditioning (HVAC) |  |  | February 2026 - Planning activities are underway. May 26, 2025 - We have not been able to obtain further updates on this project. We have retained the same project stage and amended the key dates accordingly. We will update the profile as soon as we obtain any new information. November 2024 - Planning activities are underway. March 2023 - Planning activities are underway. Q4 2022 - Stack Infra announced plans to construct a data center in Phoenix. | No Major Development | 0 | Not Funded / Unconfirmed | Private | Stack Infrastructure
505456 | 505443 | 2026-02-05 14:09 | Stack Infra – PHX02 Campus Data Center: Building II – Arizona | Stack Infra – PHX02 Campus Data Center – Arizona | https://construction.globaldata.com/Projects/Overview/505456 | Planning | Sub | 150 | 2022 Q4 | 2027 Q3 | 2030 Q4 | North America | United States | Arizona | Phoenix |  |  | Commercial & Leisure | Data Center | Data Center |  | Low | New | Onshore | STACK Infrastructure is planning to construct a data center near Sky Harbour International Airport in central Phoenix, the US. The project involves the construction of an 8,918m2 data center with a consumption capacity of 48MW. It includes the construction of five buildings, data halls, a server room, a 350MW substation, conference and break room,s and a parking facility, and the installation of generators, safety and security systems. The facility is committed to operating on 100% renewable energy. It will be equipped with N+1 UPS systems and generators and will use N+1 45-ton air-cooled chillers. | 33.4484 | -112.074 | The project involves the construction of a 8,918m2 data center with a consumption capacity of 48MW in central Phoenix, the US. The US$150 million project includes the following: 1. Construction of data halls 2. Construction of the server room 3. Construction of conference and break rooms 4. Construction of a parking facility 5. Construction of a substation 6. Installation of generators 7. Installation of safety and security systems | Colocation Data Center; Green data center |  |  | February 2026 - Planning activities are underway. May 26, 2025 - We have not been able to obtain further updates on this project. We have retained the same project stage and amended the key dates accordingly. We will update the profile as soon as we obtain any new information. March 2023 - Planning activities are underway. Q4 2022 - Stack Infra announced plans to construct a data center in Phoenix. | No Major Development | 0 | Not Funded / Unconfirmed | Private | Stack Infrastructure
505458 | 505443 | 2026-02-05 14:04 | Stack Infra – PHX02 Campus Data Center : Building III – Arizona | Stack Infra – PHX02 Campus Data Center – Arizona | https://construction.globaldata.com/Projects/Overview/505458 | Planning | Sub | 200 | 2022 Q4 | 2027 Q3 | 2030 Q4 | North America | United States | Arizona | Phoenix |  |  | Commercial & Leisure | Data Center | Data Center |  | Low | New | Onshore | STACK Infrastructure (Stack Infra) is planning to construct a data center near Sky Harbour International Airport in central Phoenix, the US. The project involves the construction of an 8,361m2 data center with a consumption capacity of 60MW. It includes the construction of five buildings, data halls, a server room, a 350MW substation, conference and break rooms, and a parking facility, and the installation of generators, safety and security systems. The facility is committed to operating on 100% renewable energy. It will be equipped with N+1 UPS systems and generators and will use N+1 45-ton air-cooled chillers. | 33.4484 | -112.074 | The project involves the construction of a 8,361m2 data center with a consumption capacity of 60MW on a in central Phoenix, the US. The US$200 million project includes the following: 1. Construction of data halls 2. Construction of the server room 3. Construction of conference and break rooms 4. Construction of a parking facility 5. Construction of a substation 6. Installation of generators 7. Installation of safety and security systems | Colocation Data Center; Green data center |  |  | February 2026 - Planning activities are underway. May 26, 2025 - We have not been able to obtain further updates on this project. We have retained the same project stage and amended the key dates accordingly. We will update the profile as soon as we obtain any new information. March 2023 - Planning activities are underway. Q4 2022 - Stack Infra announced plans to construct a data center in Phoenix. | No Major Development | 0 | Not Funded / Unconfirmed | Private | Stack Infrastructure
505460 | 505443 | 2026-02-05 13:57 | Stack Infra – PHX02 Campus Data Center : Building IV – Arizona | Stack Infra – PHX02 Campus Data Center – Arizona | https://construction.globaldata.com/Projects/Overview/505460 | Planning | Sub | 200 | 2022 Q4 | 2027 Q3 | 2030 Q4 | North America | United States | Arizona | Phoenix |  |  | Commercial & Leisure | Data Center | Data Center |  | Low | New | Onshore | STACK Infrastructure (Stack Infra) is planning to construct a data center near Sky Harbour International Airport in central Phoenix, the US. The project involves the construction of an 8,361m2 data center with a consumption capacity of 60MW. It includes the construction of five buildings, data halls, a server room, a 350MW substation, conference and break rooms, and a parking facility, and the installation of generators, safety and security systems. The facility is committed to operating on 100% renewable energy. It will be equipped with N+1 UPS systems and generators and will use N+1 45-ton air-cooled chillers. | 33.4484 | -112.074 | The project involves the construction of a 8,361m2 data center with a consumption capacity of 60MW in central Phoenix, the US. The US$200 million project includes the following: 1. Construction of data halls 2. Construction of the server room 3. Construction of conference and break rooms 4. Construction of a parking facility 5. Construction of a substation 6. Installation of generators 7. Installation of safety and security systems | Colocation Data Center; Green data center |  |  | February 2026 - Planning activities are underway. May 26, 2025 - We have not been able to obtain further updates on this project. We have retained the same project stage and amended the key dates accordingly. We will update the profile as soon as we obtain any new information. March 2023 - Planning activities are underway. Q4 2022 - Stack Infra announced plans to construct a data center in Phoenix. | No Major Development | 0 | Not Funded / Unconfirmed | Private | Stack Infrastructure
505721 | 505443 | 2026-02-05 13:40 | Stack Infra – PHX02 Campus Data Center: Building V – Arizona | Stack Infra – PHX02 Campus Data Center – Arizona | https://construction.globaldata.com/Projects/Overview/505721 | Planning | Sub | 200 | 2022 Q4 | 2027 Q3 | 2030 Q4 | North America | United States | Arizona | Phoenix |  |  | Commercial & Leisure | Data Center | Data Center |  | Low | New | Onshore | STACK Infrastructure (Stack Infra) is planning to construct a colocation data center near Sky Harbour International Airport in central Phoenix, the US. The project involves the construction of a 4,180m2 data center with a consumption capacity of 30MW. It includes the construction of five buildings, data halls, a server room, a 350MW substation, conference and break rooms and a parking facility, and the installation of generators, safety and security systems. The facility is committed to operating on 100% renewable energy. It will be equipped with N+1 UPS systems and generators and will use N+1 45-ton air-cooled chillers. | 33.4484 | -112.074 | The project involves the construction of a 4,180m2 data center with a consumption capacity of 30MW in central Phoenix, the US. The US$200 million project includes the following: 1. Construction of data halls 2. Construction of the server room 3. Construction of conference and break rooms 4. Construction of a parking facility 5. Construction of a substation 6. Installation of generators 7. Installation of safety and security systems | Colocation Data Center; Green data center; Heating, ventilation and air conditioning (HVAC) |  |  | February 2026 - Planning activities are underway. May 26, 2025 - We have not been able to obtain further updates on this project. We have retained the same project stage and amended the key dates accordingly. We will update the profile as soon as we obtain any new information. November 2024 - Planning activities are underway. March 2023 - Planning activities are underway. Q4 2022 - Stack Infra announced plans to construct a data center in Phoenix. | No Major Development | 0 | Not Funded / Unconfirmed | Private | Stack Infrastructure
353411 | 353411 | 2026-02-05 12:47 | Arab Digi – Data Centre – Bahrain | Arab Digi – Data Centre – Bahrain | https://construction.globaldata.com/Projects/Overview/353411 | Planning | Parent | 40 | 2021 Q3 | 2027 Q4 | 2029 Q4 | Middle East and Africa | Bahrain |  |  |  |  | Commercial & Leisure | Data Center | Data Center |  | Low | New | Onshore | Arab Federation for Digital Economy (AFDE) is planning the construction of the regional data centre in Bahrain. The project involves the construction of a regional data centre. It also includes the construction of data storage facilities, office spaces, parking facilities, and associated facilities. Arab Federation for Digital Economy (AFDE) has signed a memorandum of understanding with ATDXT to develop the project. | 26.2279 | 50.5857 | Arab Federation for Digital Economy (AFDE) is planning the construction of the regional data centre in Bahrain. The project will support both government and private sector entities in Arab League member states to improve the competitiveness of Arab economies and foster their integration into the global economy. The US$40 million project includes the following: 1. Construction of a regional data centre 2. Construction of data storage facilities 3. Construction of office spaces 4. Construction of parking facilities 5. Construction of associated facilities | Colocation Data Center | A regional data center is planned to be built in Bahrain. |  | February 2026 - We have not been able to obtain further updates on this project. We have retained the same project stage and amended the key dates accordingly. We will update the profile as soon as we obtain any new information. April 2025 - We have not been able to obtain further updates on this project. We have retained the same project stage and amended the key dates accordingly. We will update the profile as soon as we obtain any new information. July 2024 - We have not been able to obtain further updates on this project. We have retained the same project stage and amended the key dates accordingly. We will update the profile as soon as we obtain any new information. November 2023 - We have not been able to obtain further updates on this project. We have retained the same project stage and amended the key dates accordingly. We will update the profile as soon as we obtain any new information. May 2023 - We have not been able to obtain further updates on this project. We have retained the same project stage and amended the key dates accordingly. We will update the profile as soon as we obtain any new information. April 2023 - We have not been able to obtain further updates on this project. We have retained the same project stage and amended the key dates accordingly. We will update the profile as soon as we obtain any new information. August 2022 - We have not been able to obtain further updates on this project. We have retained the same project stage and amended the key dates accordingly. We will update the profile as soon as we obtain any new information. September 2021 - Arab Federation for Digital Economy (AFDE) has signed a memorandum of understanding with ATDXT to develop the project. | Information Unavailable |  | Not Funded / Unconfirmed | Public | Arab Federation for Digital Economy
160695 | 160695 | 2026-02-05 11:41 | FORTUM/ MSFT – Espoo Data Center Campus – Uusimaa | FORTUM/ MSFT – Espoo Data Center Campus – Uusimaa | https://construction.globaldata.com/Projects/Overview/160695 | Execution | Parent | 250 | 2013 Q3 | 2024 Q4 | 2028 Q2 | Europe | Finland | Uusimaa | Helsinki | Hepokorvenkallio area, Högnäs district, Espoo | 2820 | Commercial & Leisure | Data Center | Data Center |  |  | New | Onshore | Microsoft Corporation (MSFT) and Fortum Corp (Fortum) are undertaking the construction of a hyperscale data center campus in Uusimaa, Finland. The project involves the construction of a 76.8MW data center campus on 21ha of land. It includes the construction of data halls, substations, office rooms, electric distribution rooms, a general services area, a generator room, a parking space, and the installation of generators, elevators, and safety and security systems. It will be developed in two phases with a capacity of 38.4MW each. The new data center will be used to serve MSFT's customers in Europe. MSFT expects to make use of the free-air cooling and renewable energy resources in the data center to meet its carbon reduction strategy. It is a part of Microsoft's global cloud complex of more than 200 data centers. It will create 11,000 jobs. The data center is the first of its kind in Europe to have hydrogen backup power. The facility has been committed to operating on 100% renewable energy and draws power from Fingrid's utility grid through substations. It will utilize an air cooling system. Winthrop Technologies Ltd was appointed as the turnkey contractor. The scope of the work includes construction, fit-out, commissioning, and handover. Sweco UK Ltd as the lead consultant for the project. In January 2015, the Finnish Government initiated negotiations with MSFT for project implementation. In May 2023, an Environmental Impact Assessment was completed for the data center. In December 2023, Microsoft acquired 21.6ha of land outside Helsinki in Espoo. In September 2024, site preparation works commenced on the first phase, and the construction works started simultaneously. | 60.2496 | 24.6135 | The project involves the construction of a 25,000m2 data center campus with a capacity of 76.8MW on 21ha of land equipped with modern technologies in Uusimaa, Finland. The US$250 million project includes the following: 1. Construction of two data center buildings 2. Construction of server rooms 3. Construction of office rooms 4. Construction of electric distribution rooms 5. Construction of parking space 6. Installation of generators and inverters 7. Installation of safety and security systems | Emergency power/Backup power; Green data center; Heating, ventilation and air conditioning (HVAC); Hyperscale Data Center | A data center is planned to be developed in Helsinki. The project aims to give Microsoft the opportunity to add additional sub-regions for the European Azure deployment. The project will provide clean heat for homes, businesses, and public buildings in the cities of Espoo and Kauniainen, and the municipality of Kirkkonummi, and reduce up to 400,000 tons of CO2 emissions annually. The project is in addition to the one in Dublin and will add to the growing portfolio of data center expansion that Microsoft has developed. It follows the acquisition of Nokia's devices unit for US$7,200 billion. |  | February 2026 - Construction activities, including earthworks and foundation work, steel frame installation, and casting works are underway. November 2025 - Construction works are underway. March 2025 - Construction works are underway. October 2024 - Construction works commenced. July 2024 - Planning activities are underway. October 2023 - Planning activities are underway. March 2023 - Planning activities are underway. July 2022 - Planning activities are underway. October 18, 2021 - We have not been able to obtain further updates on this project. We have retained the same project stage and amended the key dates accordingly. We will update the profile as soon as we obtain any new information. September 17, 2020 - We have not been able to obtain further updates on this project. We have retained the same project stage and amended the key dates accordingly. We will update the profile as soon as we obtain any new information. November 11, 2019 - We have not been able to obtain further updates on this project. We have retained the same project stage and amended the key dates accordingly. We will update the profile as soon as we obtain any new information. February 2019 - Microsoft is still in process of negotiations with the Finnish Government. February 23, 2018 - We have not been able to obtain further updates on this project. We have retained the same project stage and amended the key dates accordingly. We will update the profile as soon as we obtain any new information. July 05, 2017 - We have not been able to obtain further updates on this project. We have retained the same project stage and amended the key dates accordingly. We will update the profile as soon as we obtain any new information. Q4 2016 - Project is on hold. Q2 2015 - Project is on hold. Q1 2015 - Finnish Government initiated negotiations with MSFT for project implementation. Q2 2014 - Planning activities underway. September 2013 - MSFT announced plans to build a data center in Finland. | Project work on Schedule | 1 | Not Funded / Unconfirmed | Private | Fortum Corp;Microsoft Corp | Winthrop Technologies Ltd |  | Sweco UK Ltd
512289 | 160695 | 2026-02-05 11:40 | FORTUM/ MSFT – Espoo Data Center Campus: Phase II – Uusimaa | FORTUM/ MSFT – Espoo Data Center Campus – Uusimaa | https://construction.globaldata.com/Projects/Overview/512289 | Planning | Sub | 125 | 2013 Q3 | 2027 Q1 | 2028 Q2 | Europe | Finland | Uusimaa | Helsinki | Hepokorvenkallio area, Högnäs district, Espoo | 2820 | Commercial & Leisure | Data Center | Data Center |  | Low | New | Onshore | Microsoft Corporation (MSFT) and Fortum Corp (Fortum) are planning to undertake the construction of a hyperscale data center campus in Uusimaa, Finland. The project involves the construction of a 38.4MW data center campus on 21ha of land. It includes the construction of server rooms, office rooms, electric distribution rooms, a general services area, a generator room, a parking space, and the installation of generators, elevators, and safety and security systems. The facility has been committed to operating on 100% renewable energy and draws power from Fingrid's utility grid through substations. It will utilize an air cooling system. Winthrop Technologies Ltd was appointed as the turnkey contractor. The scope of the work includes construction, fit-out, commissioning, and handover. Sweco UK Ltd as the lead consultant for the project. In January 2015, the Finnish Government initiated negotiations with MSFT for project implementation. | 60.2496 | 24.6135 | The project involves the construction of a 38.4MW data center campus equipped with modern technologies on 21ha of land in Uusimaa, Finland. The US$125 million project includes the following: 1. Construction of two data center buildings 2. Construction of server rooms 3. Construction of office rooms 4. Construction of electric distribution rooms 5. Construction of a parking space 6. Installation of generators and inverters 7. Installation of safety and security systems | Green data center; Heating, ventilation and air conditioning (HVAC); Hyperscale Data Center |  |  | February 2026 - Planning activities are underway. July 2025 - Planning activities are underway. October 2024 - Planning activities are underway. October 2023 - Planning activities are underway. July 2022 - Planning activities are underway. January 2015 - Finnish Government initiated negotiations with MSFT for project implementation. Q3 2013 - MSFT announced plans to build a data center in Finland. | No Major Development | 0 | Not Funded / Unconfirmed | Private | Fortum Corp;Microsoft Corp | Winthrop Technologies Ltd |  | Sweco UK Ltd
512288 | 160695 | 2026-02-05 10:27 | FORTUM/ MSFT – Espoo Data Center Campus: Phase I – Uusimaa | FORTUM/ MSFT – Espoo Data Center Campus – Uusimaa | https://construction.globaldata.com/Projects/Overview/512288 | Execution | Sub | 125 | 2013 Q3 | 2024 Q4 | 2027 Q1 | Europe | Finland | Uusimaa | Helsinki | Hepokorvenkallio area, Högnäs district, Espoo | 2820 | Commercial & Leisure | Data Center | Data Center |  |  | New | Onshore | Microsoft Corporation (MSFT) and Fortum Corp (Fortum) are undertaking the construction of a hyperscale data center campus in the Hepokorvenkallio area, Högnäs district, Espoo, Uusimaa, Finland. The project involves the construction of a 38.4MW data center campus. It includes the construction of data halls, substations, office rooms, electric distribution rooms, a general services area, a generator room, a parking space, and the installation of generators, elevators, and safety and security systems. The facility has been committed to operating on 100% renewable energy and draws power from Fingrid's utility grid through substations. It will utilize an air cooling system. Winthrop Technologies Ltd was appointed as the turnkey contractor. The scope of the work includes construction, fit-out, commissioning, and handover. Sweco UK Ltd as the lead consultant for the project. In January 2015, the Finnish Government initiated negotiations with MSFT for project implementation. In September 2024, site preparation works commenced, and the construction works started simultaneously. | 60.2496 | 24.6135 | The project involves the construction of a 38.4MW data center campus equipped with modern technologies in Hepokorvenkallio area, Högnäs district, Espoo, Uusimaa, Finland. The US$125 million project includes the following: 1. Construction of two data center buildings 2. Construction of data halls 3. Construction of office rooms 4. Construction of electric distribution rooms 5. Construction of parking space 6. Installation of generators and inverters 7. Installation of safety and security systems | Green data center; Heating, ventilation and air conditioning (HVAC); Hyperscale Data Center |  |  | February 2026 - Construction activities, including earthworks and foundation work, steel frame installation, and casting works are underway. July 2025 - Construction activities are underway. October 2024 - Construction works commenced. October 2023 - Planning activities are underway. July 2022 - Planning activities are underway. January 2015 - Finnish Government initiated negotiations with MSFT for project implementation. Q3 2013 - MSFT announced plans to build a data center in Finland. | Project work on Schedule | 1 | Not Funded / Unconfirmed | Private | Fortum Corp;Microsoft Corp | Winthrop Technologies Ltd |  | Sweco UK Ltd
558190 | 558190 | 2026-02-05 05:46 | Pure DC/ SDC Project – FIN01 Data Center – Southern Ostrobothnia | Pure DC/ SDC Project – FIN01 Data Center – Southern Ostrobothnia | https://construction.globaldata.com/Projects/Overview/558190 | Pre-Design | Parent | 5400 | 2025 Q1 | 2026 Q3 | 2028 Q3 | Europe | Finland | Southern Ostrobothnia | Seinaejoki | Ämmäläntie & Törnäväntie, Pihlajaniemi | 60200 | Commercial & Leisure | Data Center | Data Center |  | Medium | New | Onshore | Pure Data Centre Group Ltd and SDC Project Ventures oy are planning to build a colocation data center in Seinäjoki, Southern Ostrobothnia, Finland. The project involves the construction of a data center campus with a consumption capacity of 500MW. It will be developed in multiple phases. It includes the construction of data halls, a substation, and meet-me rooms, and the installation of racks and safety and security systems. The facility has been committed to operating on renewable energy and will utilize a direct-to-chip liquid cooling system with a 130kW+ per cabinet. Firstly, a 30MW capacity is expected to be delivered in December 2026; another 80MW is expected in the third quarter of 2027, and 110MW in the fourth quarter of 2027. Further expansion is available in the third quarter of 2028. | 62.7277 | 22.8892 | The project involves the construction of a data center campus with a consumption capacity of 500MW in Seinäjoki, Southern Ostrobothnia, Finland. The US$5,400 million project includes the following: 1. Construction of data halls 2. Construction of meet-me rooms 3. Construction of a substation 4. Construction of parking spaces 5. Installation of racks 6. Installation of generators 7. Installation of the cooling system 8. Installation of safety and security systems | Colocation Data Center; Green data center |  |  | February 2026 - Pure DC and SDC Project Ventures secured zoning approvals from the City Of Turku. November 2025 - Planning activities are underway. Q1 2025 - PureDC announced plans to build a data center in Finland. | Project work on Schedule | 1 | Not Funded / Unconfirmed | Private | Pure Data Centre Group Ltd;SDC Project Ventures oy
558499 | 558499 | 2026-02-05 05:24 | Anadonna – Marysville Business Park Data Center Campus – Ohio | Anadonna – Marysville Business Park Data Center Campus – Ohio | https://construction.globaldata.com/Projects/Overview/558499 | Planning | Parent | 1000 | 2025 Q4 | 2029 Q4 | 2034 Q4 | North America | United States | Ohio | Marysville | at 14300 Weaver Road | 43040 | Commercial & Leisure | Data Center | Data Center |  | Medium | New | Onshore | Anadonna LLC (Anadonna) is planning to construct a data center campus in Marysville, Ohio, the US. The project involves the construction of a 92,903m2 data center campus on 242ha of land. It includes the construction of associated buildings, administrative offices, data halls, and the installation of cooling systems, machinery and equipment, safety and security systems. New Albany Company has been appointed as an associated developer, Vorys, Sater, Seymour & Pease LLP as a legal advisor, and CSC Group as a consultant. Construction works are scheduled to commence in December 2029 and are to be completed by December 2034. The investment includes US$500 million for construction and US$500 million in machinery and equipment. The project will create 50 full-time jobs in the region. | 40.2147 | -83.3449 | The project involves the construction of a 92,903m2 data center campus on 242ha of land at 14300 Weaver Road in Marysville, Ohio, the US. The US$1,000 million project includes the following: 1. Construction of associated buildings 2. Construction of administrative offices 3. Construction of data halls 4. Construction of substations 5. Installation of cooling systems 6. Installation of machinery and equipment 7. Installation of safety and security systems |  |  |  | February 2026 - Planning activities are underway. December 2025 - Marysville City Council approved a community reinvestment area agreement with Anadonna. Q4 2025 - Anadonna announced plans to build a data center campus in Marysville. | Project work on Schedule | 1 | Not Funded / Unconfirmed | Private | Anadonna LLC |  |  | CSC Group
324958 | 324958 | 2026-02-04 19:21 | Stack Infra – Avondale Hyperscale Data Center – Arizona | Stack Infra – Avondale Hyperscale Data Center – Arizona | https://construction.globaldata.com/Projects/Overview/324958 | Planning | Parent | 450 | 2020 Q2 | Awaiting Confirmation |  | North America | United States | Arizona | Phoenix | Avondale | 85323 | Commercial & Leisure | Data Center | Data Center |  | Low | New | Onshore | Stack Infrastructure (Stack) is planning to construct a hyperscale data center in Arizona, the US. The project involves the construction of a 120,774m2, 225MW data center complex on 27ha of land. It involves the construction of five, two-story hyperscale data centers (24,192m2 area each), an on-campus substation, server rooms and the installation of generators and safety and security systems. | 33.3831 | -112.4598 | The project involves the construction of a 120,774m2, 225MW data center complex on 27ha of land in Phoenix, Arizona, the US. The US$450 million project involves the following: 1. Construction of five, two-story hyperscale data centers (24,192m2 area each) 2. Construction of an on-campus substation 3. Construction of server rooms 4. Installation of generators 5. Installation of safety and security systems | Green data center; Heating, ventilation and air conditioning (HVAC); Hyperscale Data Center | A data center is proposed to be built at Avondale in Phoenix. The project aims is to provide an abundance of solar resources for sustainable power to the region. |  | February 04, 2026 - We have not been able to obtain further updates on this project. We have retained the same project stage and amended the key dates accordingly. We will update the profile as soon as we obtain any new information. June 10, 2025 - We have not been able to obtain further updates on this project. We have retained the same project stage and amended the key dates accordingly. We will update the profile as soon as we obtain any new information. December 2024 - Planning activities are underway. December 22, 2023 - We have not been able to obtain further updates on this project. We have retained the same project stage and amended the key dates accordingly. We will update the profile as soon as we obtain any new information. January 2023 - The project is still in planning. February 2022 - Planning activities are underway. February 2021 - Planning activities are underway. Q2 2020 - Stack Infrastructure announced plans to construct a 150MW data center in Phoenix. | Information Unavailable |  | Not Funded / Unconfirmed | Private | Stack Infrastructure
452422 | 452422 | 2026-02-04 18:21 | Red Wolf Prop – Rocky Creek Data Center – Georgia | Red Wolf Prop – Rocky Creek Data Center – Georgia | https://construction.globaldata.com/Projects/Overview/452422 | Planning | Parent | 1200 | 2023 Q3 | 2027 Q1 | 2028 Q4 | North America | United States | Georgia |  | SE intersection of Rocky Creek Road and GA Highway 20 W in Henry County | 30228 | Commercial & Leisure | Data Center | Data Center |  | Low | New | Onshore | Red Wolf DCD Properties LLC (RWDP) is planning to construct a data center at the southeast intersection of Rocky Creek Road and GA Highway 20W in Hampton, Georgia, the US. The project involves the construction of a 116,130 data center on 60ha of land. It includes the construction of server rooms, meeting rooms, an administrative space, and parking facilities, and the installation of equipment, and safety and security systems. The Atlanta Regional Commission (ARC) recommends the use of advanced “waterless” cooling technologies or “near waterless” technology for the project. Swearingen Consulting has been appointed as a consulting engineer. Construction is scheduled to be completed in 2028. | 33.3998 | -84.2252 | The project involves the construction of a 116,130 data center on 60ha of land in Hampton, Georgia, the US The US$1,200 million project includes the following: 1. Construction of server rooms 2. Construction of meeting rooms 3. Construction of an administrative space 4. Construction of parking facilities 5. Installation of equipment 6. Installation of safety and security systems | Heating, ventilation and air conditioning (HVAC) |  |  | February 2026 - Planning activities are underway. April 2025 - Planning activities are underway. November 2024 - Henry County has approved the development plans. August 2024 - Planning activities are underway. May 2024 - Swearingen Consulting has submitted development plans with the planning authority. Q3 2023 - RWDP has announced to construct a data center in Hampton. | No Major Development | 0 | Not Funded / Unconfirmed | Private | Red Wolf Properties |  |  | Swearingen Development Partners
471489 | 413449 | 2026-02-04 17:23 | Equinix – SG6 AI-Ready Data Center – Singapore | EDB Singapore/ IMDA – Singapore Data Centers Development Program – Central Singapore | https://construction.globaldata.com/Projects/Overview/471489 | Execution | Parent | 260 | 2022 Q1 | 2024 Q4 | 2027 Q1 | Asia-Pacific | Singapore |  |  | Jalan Tukang |  | Commercial & Leisure | Data Center | Data Center |  |  | New | Onshore | Equinix is undertaking the construction of a colocation data center in Singapore. The project involves the construction of a nine-story, 20MW data center. It includes the construction of server rooms, meeting rooms, administrative space, and the development of a roof garden and naturally ventilated corridors, and the installation of equipment. Equinix has signed a renewable power purchase agreement (PPA) with Sembcorp Industries. The facility will operate on renewable energy and use a liquid cooling technology for cooling. Construction activities commenced in November 2024 and are scheduled to be completed in the first quarter of 2027. | 1.3262 | 103.7135 | The project involves the construction of a nine-story 20MW data center in Singapore. The US$260 million project includes the following: 1. Construction of server rooms 2. Construction of meeting rooms 3. Construction of administrative space 4. Development of a roof garden and naturally ventilated corridors 5. Installation of equipment | Colocation Data Center; Green data center; Green Roof; Heating, ventilation and air conditioning (HVAC); Rainwater harvesting |  |  | February 2026 - Construction activities are underway. July 2025 - Construction activities are underway. November 2024 - A groundbreaking ceremony was held, marking the start of construction. Q1 2022 - Equinix announced plans to build a data center in Singapore. | Project work on Schedule | 1 | Not Funded / Unconfirmed | Private | Equinix Singapore Pte Ltd
511301 | 511301 | 2026-02-04 16:04 | ServerFarm – HTX2 Data Center – Texas | ServerFarm – HTX2 Data Center – Texas | https://construction.globaldata.com/Projects/Overview/511301 | Execution | Parent | 137 | 2025 Q1 | 2025 Q4 | 2026 Q3 | North America | United States | Texas | Houston | 4801 Betka Road, Hockley | TX 77447 | Commercial & Leisure | Data Center | Data Center |  |  | New | Onshore | Serverfarm is planning to build a data center in Houston, Texas, the US. The project involves the construction of a 52,490m2 data center. It also includes the construction of server rooms, meeting rooms, an administrative space, parking facilities, installation of cooling systems, and safety and security systems. HKS Inc. has been appointed as the architect. Construction works will be completed in July 2026. | 30.0244 | -95.875 | The project involves the construction of a 52,490m2 data center at 28401 Betka Road, Hockley, in Houston, Texas, the US. The US$137 million project includes the following: 1. Construction of server rooms 2. Construction of meeting rooms 3. Construction of an administrative space 4. Construction of parking facilities 5. Installation of cooling systems 6. Installation of safety and security systems | Colocation Data Center; Heating, ventilation and air conditioning (HVAC) |  |  | February 2026 - Construction activities are underway. July 2025 - Planning activities are underway. Q1 2025 - Serverfarm announced plans to build a data center in Texas. | Project work on Schedule | 1 | Not Funded / Unconfirmed | Private | Serverfarm LLC |  | HKS Inc
557305 | 557305 | 2026-02-04 16:01 | MCD 7 – Project Laurel Data Center – Pennsylvania | MCD 7 – Project Laurel Data Center – Pennsylvania | https://construction.globaldata.com/Projects/Overview/557305 | Planning | Parent | 400 | 2025 Q3 | 2027 Q2 | 2030 Q4 | North America | United States | Pennsylvania | Limerick | Montgomery County | 19468 | Commercial & Leisure | Data Center | Data Center |  | Medium | New | Onshore | MCD 7 LLC is planning to construct a colocation data center in Limerick Township, Montgomery County, Pennsylvania, the US. The project involves the construction of a 130,064m2 data center on 78ha of land. It includes the construction of data halls, server rooms, an administrative space, a substation, and the installation of generators, equipment, and safety and security systems. It consists of eight buildings, of which five are 14,307m2 buildings, and three are 18,766m2. The power for the facility will be provided by PECO. Each building is equipped with 30 to 45 backup generators and a similar number of rooftop chillers. | 40.2327 | -75.5338 | The project involves the construction of a 130,064m2 data center on 78ha of land in Pennsylvania, the US. The US$400 million project includes the following: 1. Construction of data halls 2. Construction of server rooms 3. Construction of two administrative buildings 4. Construction of a substation 5. Installation of generators 6. Installation of equipment 7. Installation of safety and security systems | Colocation Data Center |  |  | February 2026 - The project is awaiting approvals. January 2026 - MCD 7 LLC submitted the project plans to the Limerick Township planning commission. Q3 2025 - MCD 7 LLC announced plans for the construction of a data center in Pennsylvania. | Project Awaiting Approvals | 0 | Not Funded / Unconfirmed | Private | MCD 7 LLC
511302 | 511302 | 2026-02-04 15:57 | ServerFarm – CTX2 Data Center – Texas | ServerFarm – CTX2 Data Center – Texas | https://construction.globaldata.com/Projects/Overview/511302 | Execution | Parent | 137 | 2025 Q1 | 2025 Q4 | 2026 Q3 | North America | United States | Texas | Houston | 15555 Cutten Road | 77070 | Commercial & Leisure | Data Center | Data Center |  |  | New | Onshore | Serverfarm is undertaking the construction of a colocation, AI data center in Houston, Texas, the US. The project involves the construction of a 40,692m2 data center with a consumption capacity of 60MW, which will reach 92MW after completion. It also includes the construction of server rooms, meeting rooms, an administrative space, parking facilities, installation of air cooling systems, and safety and security systems. HKS Inc. has been appointed as the architect, and Peinado Construction as a contractor. Construction works will be completed in July 2026. | 29.9961 | -95.5633 | The project involves the construction of a 40,692m2 data center at 15555 Cutten Road in Houston, Texas, the US. The US$137 million project includes the following: 1. Construction of server rooms 2. Construction of meeting rooms 3. Construction of an administrative space 4. Construction of parking facilities 5. Installation of air cooling systems 6. Installation of safety and security systems | Colocation Data Center; Heating, ventilation and air conditioning (HVAC) |  |  | February 2026 - Construction activities are underway. July 2025 - Planning activities are underway. Q1 2025 - Serverfarm announced plans to build a data center in Texas. | Project work on Schedule | 1 | Not Funded / Unconfirmed | Private | Serverfarm LLC | Clune Construction Company;Peinado Construction | HKS Inc
505304 | 355920 | 2026-02-04 15:52 | Stack Infra – TOR01C Data Center – Ontario | First Gulf Corp/ Stack Infra – TOR01 Data Center – Ontario | https://construction.globaldata.com/Projects/Overview/505304 | Design | Sub | 145 | 2023 Q1 | 2027 Q3 | 2028 Q3 | North America | Canada | Ontario | Toronto |  |  | Commercial & Leisure | Data Center | Data Center |  | Medium | New | Onshore | Stack Infrastructure (Stack Infra) is planning to construct a colocation, AI data center in Toronto, Ontario, Canada. The project includes the construction of a 20,159m2 data center with a consumption capacity of 24MW. It includes the construction of data halls, server rooms and parking spaces, and the installation of cooling systems, racks, power supply systems, safety and security systems. The project is the second phase of the project "TOR01 Campus". The project will be powered by 100% renewable energy from Toronto Hydro. It will be equipped with closed-loop water cooling systems. Stantec Architecture Ltd was appointed as a design consultant and EllisDon Developments as a contractor. The project is scheduled for completion in the third quarter of 2026. | 43.7001 | -79.4163 | The project includes the construction of a 20,159m2 data center with a consumption capacity of 24MW in Ontario, Canada The US$145 million project includes the following: 1. Construction of data halls 2. Construction of server rooms 3. Construction of parking spaces 4. Installation of closed-loop water cooling systems 5. Installation of racks 6. Installation of power supply systems 7. Installation of safety and security systems | Colocation Data Center; Green data center; Heating, ventilation and air conditioning (HVAC) |  |  | February 2026 - Design activities are underway. July 2025 - Design activities are underway. March 2024 - Stack Infra announced plans to construct a data center in Toronto. | No Major Development | 0 | Not Funded / Unconfirmed | Private | Stack Infrastructure | EllisDon Developments | Stantec Architecture Ltd
511103 | 355920 | 2026-02-04 15:46 | Stack Infra – TOR01B Data Center – Ontario | First Gulf Corp/ Stack Infra – TOR01 Data Center – Ontario | https://construction.globaldata.com/Projects/Overview/511103 | Design | Sub | 145 | 2023 Q1 | 2027 Q3 | 2028 Q4 | North America | Canada | Ontario | Toronto |  |  | Commercial & Leisure | Data Center | Data Center |  | Medium | New | Onshore | Stack Infrastructure (Stack Infra) is planning to construct a colocation, AI data center in Toronto, Ontario, Canada. The project includes the construction of a 20,159m2 data center with a consumption capacity of 24MW. It includes the construction of data halls, server rooms and parking spaces, and the installation of cooling systems, racks, power supply systems, safety and security systems. The project will be powered by 100% renewable energy from Toronto Hydro. It will be equipped with closed-loop water cooling systems. Stantec Architecture Ltd was appointed as a design consultant and EllisDon Developments as a contractor. | 43.7001 | -79.4163 | The project includes the construction of a 20,159m2 data center with a consumption capacity of 24MW in Ontario, Canada The US$145 million project includes the following: 1. Construction of data halls 2. Construction of server rooms 3. Construction of parking spaces 4. Installation of closed-loop water cooling systems 5. Installation of racks 6. Installation of power supply systems 7. Installation of safety and security systems | Colocation Data Center; Green data center; Heating, ventilation and air conditioning (HVAC) |  |  | February 2026 - Design activities are underway. July 2025 - Design works are underway. March 2025 - Stack Infra announced plans to construct a data center in Toronto. | No Major Development | 0 | Not Funded / Unconfirmed | Private | Stack Infrastructure | EllisDon Developments | Stantec Architecture Ltd
355920 | 355920 | 2026-02-04 15:35 | First Gulf Corp/ Stack Infra – TOR01 Data Center – Ontario | First Gulf Corp/ Stack Infra – TOR01 Data Center – Ontario | https://construction.globaldata.com/Projects/Overview/355920 | Execution | Parent | 340 | 2021 Q2 | 2022 Q2 | 2030 Q4 | North America | Canada | Ontario | Toronto | 3650 Danforth Avenue. | M1N 2E8 | Commercial & Leisure | Data Center | Data Center | Parking Facilities |  | New | Onshore | First Gulf (FG) and Stack Infrastructure (SI) are undertaking the construction of a colocation, AI data center at 3950 Danforth Avenue in Toronto, Ontario, Canada. The project involved the construction of a 25m-tall two-story 54,998m2 data center on 7.5ha of land with a capacity of 56MW. It included the construction of server rooms, three substations, administrative spaces, 210 parking spaces and 16 bike parking spaces, and the installation of equipment. The first phase, TOR01A, includes the construction of 8MW on 1.46ha of land. The second phase, TOR01B of 24MW development, is planned for delivery in the third quarter of 2028. The third phase, TOR01C, will offer a further 24MW. The project will be powered by 100% renewable energy from Toronto Hydro. It will be equipped with closed-loop water cooling systems. Stantec Inc has been appointed as a planner, MEP consultant, structural engineer and Federal Communications Commission (FCC) as an electrical sub-contractor, WZMH Architects as an architect, Quinn Design Associates as a landscape architect, Dillon Consulting Ltd., WSP, GHD, Morrison Hershfield and Ramboll Canada Inc. as consulting engineers, David B. Searles Surveying Ltd as a surveyor and EllisDon Developments as a contractor. Phase one construction works were completed in the third quarter of 2023. | 43.699 | -79.2589 | The project involves the construction of a 25m-tall two-story 54,998m2 data center on 7.5ha with a capacity of 56MW in Toronto, Ontario, Canada. The US$340 million project includes the following: 1. Construction of server rooms 2. Construction of three substations 3. Construction of an administrative space 4. Construction of 210 parking spaces and 16 bike parking spaces 5. Installation of equipment | Colocation Data Center; Green data center; Heating, ventilation and air conditioning (HVAC) |  |  | February 2026 - Design activities are underway. June 2025 - Design activities are underway. February 2024 - Planning activities are underway on phase one and two. September 2023 - Phase one construction works were completed. April 2022 - Construction works are underway. October 2021 - The site plan approval application is submitted to the Toronto City Council. Q2 2021 - FG/SI announced plans to construct a data center in Toronto. | No Major Development | 0 | Not Funded / Unconfirmed | Private | First Gulf Corporation;Stack Infrastructure | EllisDon Developments | Quinn Design Associates;WZMH Architects | David B Searles Surveying Ltd;Dillon Consulting Ltd;GHD Engineering Consultant;Morrison Hershfield Group Inc;Ramboll Canada Inc;Stantec Inc;WSP Canada Inc
421753 | 421753 | 2026-02-04 15:28 | MSFT – Project Firecracker Data Center – Georgia | MSFT – Project Firecracker Data Center – Georgia | https://construction.globaldata.com/Projects/Overview/421753 | Planning | Parent | 1000 | 2023 Q4 | 2027 Q3 | 2028 Q4 | North America | United States | Georgia | Rome | at Huffaker Road | 30165 | Commercial & Leisure | Data Center | Data Center |  | Low | New | Onshore | Microsoft Corp (MSFT) is planning to construct a hyperscale, AI data center campus in Rome, Georgia. The project involves the construction of a data center campus on 140ha of land. It includes the construction of an office space, substations, server rooms, and car parking facilities and the installation of cooling systems, safety and security systems. Construction works are scheduled to be completed by 2028. | 34.288 | -85.2584 | The project involves the construction of a data center campus on 140ha of land in Rome, Georgia, the US. The US$1000 million project includes the following: 1. Construction of an office space 2. Construction of substations 3. Construction of server rooms 4. Construction of car parking facilities 5. Installation of cooling systems 6. Installation of safety and security systems | Heating, ventilation and air conditioning (HVAC); Hyperscale Data Center | A data center campus is proposed for construction at Huffaker Road in Rome. The data center will support the company's cloud technologies and Azure business. Azure, a cloud computing platform run by Microsoft provides access, management, and application development and services in the region. It will create 150 jobs in the region. |  | February 2026 - A new statewide moratorium bill was passed against the new data centre proposals. July 2025 - Planning activities are underway. July 2024 - Planning activities are underway. Q4 2023 - MSFT announced plans to build a data center in Rome. | Project is Delayed | -3 | Not Funded / Unconfirmed | Private | Microsoft Corp
371117 | 371117 | 2026-02-04 15:20 | Oaktree Capital Mgmt/ Stack Infra – TKY01 Data Center Campus – Chiba | Oaktree Capital Mgmt/ Stack Infra – TKY01 Data Center Campus – Chiba | https://construction.globaldata.com/Projects/Overview/371117 | Execution | Parent | 300 | 2022 Q1 | 2023 Q1 | 2027 Q2 | Asia-Pacific | Japan | Chiba |  | 1-2 Hara | 270-1340 | Commercial & Leisure | Data Center | Data Center |  |  | New | Onshore | STACK Infrastructure and Oaktree Capital Management, L.P. (OCM), are undertaking the construction of a hyperscale data center at 1-2 Hara, Inzai, Chiba, Japan. The project involves the construction of a data center comprising two buildings of 18MW each on 2.3ha of land. It includes the construction of server rooms, break rooms, administrative facilities, office space, substation, and parking facilities, and the installation of an air cooling system and safety and security systems. The first TKY01A building includes the construction of a five-story, 18MW data center with a floor area of 22,016m2, and the second TKY01B building includes the construction of an 18MW data center. The project will be powered by Tokyo electric power company. It will be equipped with N+1 UPS systems and generators and use N+1 air-cooled chillers, and It aims for certifications like ISO 27001 and SSAE18. Nikken Sekkei Ltd has been appointed as the design consultant, and Takenaka Corporation as a contractor. In October 2025, Stack secured US$260 million in green financing for the project development. Construction of the first building was completed in 2024. Construction of the second building is expected to be completed in the fourth quarter of 2027. | 35.795 | 140.1427 | The project involves the construction of a data center comprising two buildings with a consumption capacity of 36MW on 2.3ha of land in Inzai, Chiba, Japan. The US$300 million project includes the following: 1. Construction of server rooms 2. Construction of administrative facilities 3. Construction of break rooms 4. Construction of an office space 5. Construction of substation 6. Construction of parking facilities 7. Installation of an air cooling system 8. Installation of safety and security systems | Heating, ventilation and air conditioning (HVAC); Hyperscale Data Center |  |  | February 2026 - Construction works are underway on the second phase. April 2025 - Construction works are underway on the second phase. October 2024 - Construction works on the first phase completed. January 2024 - Construction works are underway. July 2023 - Construction works are underway. November 2022 - Site preparatory works commenced. May 2022 - Design activities are underway. Q1 2022 - STACK and OCM announced plans to build a data center in Inzai. | Project work on Schedule | 1 | Not Funded / Unconfirmed | Private | Oaktree Capital Management LP;Stack Infrastructure | Takenaka Corp | Nikken Sekkei Ltd
466120 | 466120 | 2026-02-04 15:12 | First Colo – Rosbach FRA7 Data Center – Hesse | First Colo – Rosbach FRA7 Data Center – Hesse | https://construction.globaldata.com/Projects/Overview/466120 | Planning | Parent | 220 | 2024 Q3 | 2027 Q2 | 2030 Q3 | Europe | Germany | Hesse | Frankfurt am Main | in the Rosbach industrial park | 61191 | Commercial & Leisure | Data Center | Data Center | Parking Facilities | Medium | Expansion | Onshore | Firstcolo GmbH is planning to construct the FRA7 data center in Rosbach Industrial Park, Frankfurt am Main, Hesse, Germany. The project involves the construction of a Tier 3, AI-Ready data center on a 1.1555ha area, with an IT capacity of 24MW, office and social facilities, and parking facilities for 38 vehicles, and the installation of elevators and power facilities. Cube Infrastructure Fund has been appointed as the associate developer. The project is the second phase of the Südumgehung Ost development area. The generated heat from the data center operation will be fed through the local or regional heating network. The project will run on green electricity. If the existing electricity capacities are not sufficient for the data center operation, Firstcolo will build a substation with the support of Frankfurt City. | 50.2991 | 8.6851 | The project involves the construction of the FRA7 data center in Rosbach Industrial Park, Frankfurt am Main, Hesse, Germany. The US$220 million project includes the following: 1. Construction of a Tier 3, AI-Ready data center on a 1.1555ha area, with an IT capacity of 24MW 2. Construction of office and social facilities 3. Construction of parking facilities for 34 38 vehicles 4. Installation of elevators and power facilities | Green data center; Hyperscale Data Center; Tier 3 Data Center |  |  | February 2026 - Planning activities are underway. September 2025 - The German Datacenter Association (GDA) honored the project with the Sustainability & Green Data Centers category recognition. February 2025 - Planning activities are underway. September 2024 - Firstcolo announced plans to construct a data center in Rosbach industrial park in Frankfurt. | Project work on Schedule | 1 | Partially Funded | Private | First Colo GmbH
509435 | 509435 | 2026-02-04 14:55 | Ursa Dev – Ursa Data Center – Telangana | Ursa Dev – Ursa Data Center – Telangana | https://construction.globaldata.com/Projects/Overview/509435 | Planning | Parent | 585 | 2024 Q2 | 2027 Q1 | 2029 Q4 | Asia-Pacific | India | Telangana | Hyderabad |  |  | Commercial & Leisure | Data Center | Data Center | Office Buildings; Parking Facilities | Low | New | Onshore | Ursa Development Group LLC is planning to construct a colocation data center in Hyderabad, Telangana, India. The project involves the construction of an AI data center with a consumption capacity of 100MW. It includes the construction of server rooms, control rooms, an administrative space, meeting rooms, storage space, distribution rooms, parking facilities, the installation of graphics processing units, servers, electrical equipment, safety and security systems, cooling systems, and lighting systems. In January 2025, Ursa signed a Memorandum of Understanding (MoU) with the Telangana government for the project development. | 17.4121 | 78.0784 | The project involves the construction of an AI data center with a consumption capacity of 100MW in Hyderabad, Telangana, India. The US$585 million project includes the following: 1. Construction of server rooms 2. Construction of control rooms 3. Construction of an administrative space 4. Construction of meeting rooms 5. Construction of storage space 6. Construction of distribution rooms 7. Construction of parking facilities 8. Installation of processing units 9. Installation of servers 10. Installation of electrical equipment 11. Installation of safety and security systems 12. Installation of cooling systems 13. Installation of lighting systems | Colocation Data Center; Heating, ventilation and air conditioning (HVAC) |  |  | February 2026 - Planning activities are underway. June 2025 - Planning activities are underway. Q2 2024 - Ursa Development Group LLC announced a plan to build an AI data center in Hyderabad. | No Major Development | 0 | Not Funded / Unconfirmed | Private | Ursa Development Group LLC
447812 | 447812 | 2026-02-04 14:22 | CyrusOne – Bilter Road CHI3 Data Center – Illinois | CyrusOne – Bilter Road CHI3 Data Center – Illinois | https://construction.globaldata.com/Projects/Overview/447812 | Execution | Parent | 150 | 2023 Q3 | 2024 Q3 | 2028 Q2 | North America | United States | Illinois | Aurora | 2905 Diehl Rd | 60502 | Commercial & Leisure | Data Center | Data Center |  |  | New | Onshore | CyrusOne is undertaking the construction of a data center campus at 2725 Bilter Road in Aurora, Illinois, the US. The project involves the construction of a 46,500m2 data center campus with a consumption capacity of 40MW on 13ha of land. It will be developed in two phases. The first phase includes the construction of a 38,183m2, two-story data center. The second phase includes the construction of a 14,214m2 data center. It includes the construction of three telecommunications towers, server rooms, meeting rooms, an administrative space and parking facilities and the installation of equipment and cooling systems. The facility will utilize an air-cooling system configured with N+2 redundancy. Corgan Associates, Inc. has been appointed as an architect, interior designer and planner. The in-house division of CyrusOne is undertaking the construction works. CME Group and Google are funding one of the buildings. In September 2024, the construction works commenced. | 41.7978 | -88.2463 | The project involves the construction of a 46,500m2 data center campus with a consumption capacity of 40MW on 13ha of land at 2725 Bilter Road in Aurora, Illinois, the US. The US$150 million project includes the following: 1. Construction of a 38,183m2, two-story data center 2. Construction of a 14,214m2 data center 3. Construction of three telecommunications towers 4. Construction of server rooms 5. Construction of meeting rooms 6. Construction of an administrative space 7. Construction of parking facilities 8. Installation of equipment and cooling systems | Colocation Data Center; Heating, ventilation and air conditioning (HVAC) |  |  | February 2026 - Construction activities are underway. May 2025 - Construction works are underway. September 2024 - A groundbreaking ceremony was held, marking the construction of the project. June 2024 - Planning activities are underway. Q3 2023 - CyrusOne announced plans to build two data centers in Aurora. | Project work on Schedule | 1 | Partially Funded | Private | CyrusOne Inc | CyrusOne Inc | Corgan Associates Inc | Corgan Associates Inc
442654 | 442654 | 2026-02-04 14:18 | MSFT – Rheinischen Revier AI Data Center Campus Program – North Rhine-Westphalia | MSFT – Rheinischen Revier AI Data Center Campus Program – North Rhine-Westphalia | https://construction.globaldata.com/Projects/Overview/442654 | Planning | Program | 3429 | 2023 Q3 | 2027 Q1 | 2030 Q4 | Europe | Germany | North Rhine-Westphalia;North Rhine-Westphalia;North Rhine-Westphalia | Bedburg;Bergheim;Elsdorf | on the BEB61 industrial park;in the INKA Terra Nova Commercial Park;in Rhein-Erft-Kreis |  | Commercial & Leisure | Data Center | Data Center |  | Medium | New | Onshore | Microsoft Corp is planning to construct the Al Data Center Campus (Hyperscale Data Center Campus) on the Rhenish mining area (Rhenish Revier) in the Rhineland region, North Rhine-Westphalia, Germany. The program includes the construction of a data center campus with two data centers, a data center complex in the industrial park on the A 61 in Bedburg, a data center on a 20ha area in the INKA Terra Nova industrial park in Bergheim, and a data center complex on a 26ha area on ten power plant building sites in Elsdorf, Rhein-Kreis Neuss. The program also includes the construction of administrative facilities, computing storage facilities, and installation of security and safety facilities, and power facilities. The program will help to expand data center capabilities in AI and cloud computing and create 2,500 new jobs Initially, Microsoft shortlisted two possible locations (Grevenbroich and Elsdorf) in Rhein-Kreis Neuss for the development of the third data center. In the third quarter of 2025, Elsdorf is selected as the preferred location for the third data center. In the third quarter of 2025, Bedburg City approved the development plan and granted the partial building permit for the first data center. Bergheim City is currently preparing the development plan for the second data center. | 50.9335 | 6.4021 | The program includes the construction of the Al Data Center Campus (Hyperscale Data Center Campus) in the Rhineland region, North Rhine-Westphalia, Germany. The US$3,429 million program includes the following: 1. Construction of a data center campus with two data centers 2. Construction of a data center complex on an 18ha area in the BEB61 industrial park in Bedburg, Rhein-Erft District 3. Construction of a data center on a 20ha area in the INKA Terra Nova industrial park in Bergheim, Rhein-Erft District 4. Construction of a data center complex on a 26ha area on ten power plant building sites in Elsdorf, Rhein-Kreis Neuss 5. Construction of administrative facilities 6. Construction of computing storage facilities 7. Installation of security and safety facilities 8. Installation of power facilities | Heating, ventilation and air conditioning (HVAC); Hyperscale Data Center |  |  |  | Project work on Schedule | 1 | Not Funded / Unconfirmed | Private | Microsoft Corp
442670 | 442654 | 2026-02-04 14:17 | MSFT – Bergheim AI Data Center Complex – North Rhine-Westphalia | MSFT – Rheinischen Revier AI Data Center Campus Program – North Rhine-Westphalia | https://construction.globaldata.com/Projects/Overview/442670 | Planning | Parent | 545 | 2024 Q1 | 2027 Q1 | 2029 Q4 | Europe | Germany | North Rhine-Westphalia | Bergheim | in the INKA Terra Nova Commercial Park |  | Commercial & Leisure | Data Center | Data Center |  | Medium | New | Onshore | Microsoft Corp is planning to construct the Al Data Center Complex (Hyperscale Data Center Complex) in the in the INKA Terra Nova industrial park, Bergheim, Rhein-Erft District, North Rhine-Westphalia, Germany. The project includes the construction of a data center complex on a 20ha area, administrative facilities, computing storage facilities, and installation of security and safety facilities, and power facilities. The project will help to expand data center capabilities in AI and cloud computing. | 50.9557 | 6.6399 | The project includes the construction of the Al Data Center Complex (Hyperscale Data Center Complex) in Bergheim, Rhein-Erft District, North Rhine-Westphalia, Germany. The US$545 million project includes the following: 1. Construction of a data center complex on a 20ha area 2. Construction of administrative facilities 3. Construction of computing storage facilities 4. Installation of security and safety facilities 5. Installation of power facilities | Heating, ventilation and air conditioning (HVAC); Hyperscale Data Center |  |  | February 2026 - Planning activities are underway. September 2025 - Bedburg City approved the development plan and granted the partial building permit February 2025 - The project is being delayed due to objections and criticism. October 2024 - The development plan procedure is underway and the project is being delayed due to criticism. March 18, 2024 - The development plans was presented. February 2024 - Microsoft announced plans to construct a data center complex in Bergheim. | Project work on Schedule | 1 | Not Funded / Unconfirmed | Private | Microsoft Corp
442669 | 442654 | 2026-02-04 14:13 | MSFT – Bedburg AI Data Center Complex – North Rhine-Westphalia | MSFT – Rheinischen Revier AI Data Center Campus Program – North Rhine-Westphalia | https://construction.globaldata.com/Projects/Overview/442669 | Planning | Parent | 1000 | 2024 Q1 | 2027 Q1 | 2030 Q4 | Europe | Germany | North Rhine-Westphalia | Bedburg | on the industrial area at the A61 exit in Bedburg |  | Commercial & Leisure | Data Center | Data Center |  | Medium | New | Onshore | Microsoft Corp is planning to construct the Al Data Center Complex (Hyperscale Data Center Complex) in the industrial park on the A 61 in Bedburg, Rhein-Erft District, North Rhine-Westphalia, Germany. The project includes the construction of a data center complex in the industrial park on an 18ha area on the A 61 in Bedburg, administrative facilities, computing storage facilities, and installation of security and safety facilities, and power facilities. The project will help to expand data center capabilities in AI and cloud computing. | 50.9926 | 6.5713 | The project includes the construction of the Al Data Center Complex (Hyperscale Data Center Complex) in Bedburg, Rhein-Erft District, North Rhine-Westphalia, Germany. The US$1,000 million project includes the following: 2. Construction of a data center complex on an 18ha area in the Bergheim Paffendorf industrial park on the A 61 in Bedburg 4. Construction of administrative facilities 5. Construction of computing storage facilities 6. Installation of security and safety facilities 7. Installation of power facilities | Heating, ventilation and air conditioning (HVAC); Hyperscale Data Center |  |  | February 2026 - The development plan procedure is underway. February 2025 - The project is being delayed due to objections and criticism. October 2024 - The development plan procedure is underway and the project is being delayed due to criticism. March 2024 - The development plans was presented. February 15, 2024 - Microsoft announced plans to construct a data center complex in Bedburg. | Project work / Process Resumed | 3 | Not Funded / Unconfirmed | Private | Microsoft Corp
512147 | 512147 | 2026-02-04 14:09 | Ascenty – Sao Paulo Data Center – Sao Paulo | Ascenty – Sao Paulo Data Center – Sao Paulo | https://construction.globaldata.com/Projects/Overview/512147 | Execution | Parent | 55 | 2025 Q3 | 2026 Q1 | 2028 Q4 | South and Central America | Brazil | Sao Paulo | Sao Paulo | Roberto Pinto Sobrinho, 350 - Building 4 Osasco, São Paulo. | 06268-120 | Commercial & Leisure | Data Center | Data Center |  |  | New | Onshore | Ascenty is undertaking the construction of a data center in São Paulo, Brazil. The project involves the construction of a data center with a capacity of 6MW on an area of 0.7ha of land, office accommodations, and parking facilities, and the installation of cabinets, installation of 1500 racks, security systems, and optical cables. The project is also known as "SPO05." | -23.5475 | -46.6361 | The project involves the construction of a data center on an area of 0.7ha in São Paulo, Brazil. The US$55 million project includes the following: 1. Construction of office accommodations 2. Installation of security systems 3. Construction of parking facilities 4. Construction of a web-commerce unit 5. Construction of related facilities 6. Installation of optical cables 7. Installation of 1500 racks 8. Installation of cabinets |  |  |  | February 2026 - Construction activity commenced. July 2025 - Ascenty announced plans to construct a data center in São Paulo. | Construction Commenced | 4 | Not Funded / Unconfirmed | Private | Ascenty
442668 | 442654 | 2026-02-04 14:09 | MSFT – Elsdorf AI Data Center Complex – North Rhine-Westphalia | MSFT – Rheinischen Revier AI Data Center Campus Program – North Rhine-Westphalia | https://construction.globaldata.com/Projects/Overview/442668 | Planning | Parent | 1286 | 2023 Q3 | 2027 Q4 | 2030 Q4 | Europe | Germany | North Rhine-Westphalia | Elsdorf | in Rhein-Erft-Kreis |  | Commercial & Leisure | Data Center | Data Center |  | Medium | New | Onshore | Microsoft Corp is planning to construct a data center complex in Elsdorf, Rhein-Kreis Neuss, North Rhine-Westphalia, Germany. The project involves the construction of a data center complex on a 26ha area, administrative facilities, computing storage facilities, and installation of security and safety facilities, and power facilities. The project is a third part of US$3,429 million (EUR3,200 million) investment program in Germany. The Grevenbroich will be the third data center in North Rhine-Westphalia. Initially, Microsoft shortlisted two possible locations (Grevenbroich and Elsdorf) in Rhein-Kreis Neuss for the development of the third data center. In the third quarter of 2025, Elsdorf is selected as the preferred location for the third data center. | 50.9335 | 6.4021 | The project involves the construction of a data center complex in Elsdorf, Rhein-Kreis Neuss, North Rhine-Westphalia, Germany. The US$1,286 million project includes the following: 1. Construction of a data center complex on a 26ha area 2. Construction of administrative facilities 3. Construction of computing storage facilities 4. Installation of security and safety facilities 5. Installation of power facilities |  |  |  | February 2026 - Planning activities are underway. September 2025 - Elsdorf is selected as the preferred location for the third data center. February 2025 - Microsoft is examining the further locations for the project development and the project is being delayed due to objections and criticism. October 2024 - Microsoft is examining the further locations for the project development. March 20, 2024 - Microsoft is examining the further locations for the project development. January 2024 - A petition has been raised against the Grevenbroich development site under the layer of haze. December 2023 - The regional council cleared the objections on the planned location in Grevenbroich. September 2023 - Microsoft announced plans to construct a data center in Rhein-Kreis Neuss. | Project work on Schedule | 1 | Not Funded / Unconfirmed | Private | Microsoft Corp
536612 | 536612 | 2026-02-04 12:57 | Airtel Nigeria – Hyperscale Data Centre in Eko Atlantic City 38MW – Lagos | Airtel Nigeria – Hyperscale Data Centre in Eko Atlantic City 38MW – Lagos | https://construction.globaldata.com/Projects/Overview/536612 | Tender | Parent | 120 | 2023 Q1 | 2026 Q3 | 2028 Q4 | Middle East and Africa | Nigeria | Lagos | Lagos |  |  | Commercial & Leisure | Data Center | Data Center |  | Medium | New | Onshore | Airtel Nigeria is undertaking the construction of the Hyperscale Data Centre in Eko Atlantic City on a 300,000m2 built-up area in Lagos, Nigeria. The data centre will become the largest in the country after its completion. Furthermore, it has an Information Technology load of 38 megawatts. High power density, with racks supporting up to 25 KW. This is designed to accommodate next-generation compute workloads, which include GPU-powered infrastructure for AI applications. The data centre is designed to achieve a PUE of less than 1.4. The project involves the construction of a data centre. It also includes the construction of server rooms, control rooms, storage units, distribution units, and other associated facilities, as well as the installation of 3000 Racks, safety & security systems, electrical equipment, and lighting facilities. The piling works are ongoing on the project and Yasnas Engineering Limited has been working as the piling sub-contractor. The main contractor has not yet appointed on the project. | 6.4541 | 3.3947 | Airtel Nigeria is undertaking the construction of the Hyperscale Data Centre in Eko Atlantic City on a 300,000m2 built-up area in Lagos, Nigeria. The data centre will become the largest in the country after its completion. Furthermore, it has an Information Technology load of 38 megawatts. High power density, with racks supporting up to 25 KW. This is designed to accommodate next-generation compute workloads, which include GPU-powered infrastructure for AI applications.The data centre is designed to achieve a PUE of less than 1.4. The US$120 million project includes the following: 1. Construction of a Five-story 38MW data centre 2. Construction of server rooms 3. Construction of control rooms 4. Cloud integration 5. Construction of distribution units 5. Installation of safety & security systems 6. Installation of electrical equipment 7. Installation of lighting facilities 8. Construction of other associated facilities 9. Installation of 3000 Racks | Heating, ventilation and air conditioning (HVAC) | Data Center is planned to be developed in Nigeria. The project's aim is to serve hyperscale cloud providers, large enterprises, small and medium-sized businesses (SMEs), and governments. |  | February 2026 - The piling works are ongoing on the project and Yasnas Engineering Limited has been working as the piling sub-contractor. The main contractor has not yet appointed on the project. September 2025 - The early site works have commenced on the project. The main contractor has not yet appointed. | Project work on Schedule | 1 | Not Funded / Unconfirmed | Public | Airtel Nigeria
478803 | 478803 | 2026-02-04 12:28 | MSRA Bavarian – North Bavarian High-Performance Computing Center – Bavaria | MSRA Bavarian – North Bavarian High-Performance Computing Center – Bavaria | https://construction.globaldata.com/Projects/Overview/478803 | Design | Parent | 282 | 2019 Q1 | 2027 Q2 | 2030 Q4 | Europe | Germany | Bavaria | Erlangen | on the south ground of the Friedrich-Alexander University (FAU) in Erlangen | 91054 | Commercial & Leisure | Data Center | Data Center | Office Buildings | Medium | New | Onshore | Staatliches Bauamt Erlangen-Nürnberg is planning to construct the North Bavarian High-Performance Computing Center on the south grounds of the Friedrich-Alexander University (FAU) in Erlangen, northern Bavaria, Germany. The project involves the construction of a high-performance computing center, administrative and office facilities, outdoor facilities, and parking facilities for cars and bicycles, and the installation of elevators, EV-charging stations, LED outdoor lighting, and power facilities. The project will be developed in phases. Phase One includes the construction of a data center/computer building (RG) and an office building (BG), and Phase Two includes the extension of the office building. The project, an IT competence and innovation center, will provide AI services and central data storage systems. The project is a part of the Friedrich-Alexander University's Expansion Plan and Development Plan no. 467. The project will be the second Bavarian IT center after the Leibniz Computing Center in Garching. The Friedrich-Alexander University Erlangen-Nuremberg (FAU) and Erlangen Regional Computing Center (RRZE) have been appointed as the management contractor. Adler & Olesch ¦ Landschaftsarchitekten BDLA has been appointed as the architect and project management consultant. | 49.5978 | 11.002 | The project involves the construction of the North Bavarian High-Performance Computing Center on the south ground of the Friedrich-Alexander University (FAU) in Erlangen, northern Bavaria, Germany. The US$282 million project includes the following: 1. Construction of a high-performance computing center 2. Construction of administrative and office facilities 3. Construction of outdoor facilities 4. Construction of parking facilities for cars and bicycles 5. Installation of elevators 6. Installation of EV-charging stations 8. Installation of LED outdoor lighting 9. Installation of power facilities | EV Charging Stations; Heating, ventilation and air conditioning (HVAC) |  |  | February 2026 - Design activities are underway. February 20, 2025 - The budget committee of the Bavarian State Parliament approved the project funding application. September 2024 - Erlangen City Council approved development plan no. 467 for the expansion of the university's south grounds. March 2024 - Adler & Olesch ¦ Landschaftsarchitekten BDLA has been appointed as the architect and project management consultant. May 2023 - Bavarian State Ministry of Science and the Arts gave the go-ahead signal for the project. March 2019 - Bavarian State Ministry of Science and the Arts announced plans to construct the North Bavarian High-Performance Computing Center in Erlangen. | Project work on Schedule | 1 | Not Funded / Unconfirmed | Public | Bavarian State Ministry for Science, Research and Art |  | Adler & Olesch ¦ Landschaftsarchitekten BDLA | Adler & Olesch ¦ Landschaftsarchitekten BDLA
451361 | 451361 | 2026-02-04 11:52 | EdgeCore – Culpeper Data Center Campus – Virginia | EdgeCore – Culpeper Data Center Campus – Virginia | https://construction.globaldata.com/Projects/Overview/451361 | Planning | Parent | 1400 | 2024 Q2 | 2026 Q4 | 2029 Q2 | North America | United States | Virginia | Culpeper | Culpeper Technology Zone. |  | Commercial & Leisure | Data Center | Data Center |  | Low | New | Onshore | EdgeCore Digital Infrastructure is planning to construct a data center campus in Culpeper, Virginia, the US. The project involves the construction of a 130,064m2 data center campus on 49ha of land. The project includes the construction of server rooms, meeting rooms, an administrative space, and parking facilities, and the installation of cooling systems and equipment. The campus will initially support 216MW of critical IT load, with the potential to support up to 432MW. The facility will utilize a closed-loop cooling system. | 38.4876 | -77.9679 | The project involves the construction of a 130,064m2 data center campus on 49ha of land in the Culpeper Technology Zone (CTZ) in Culpeper, Virginia, the US. The US$1,400 million project includes the following: 1. Construction of server rooms 2. Construction of meeting rooms 3. Construction of an administrative space 4. Construction of parking facilities 5. Installation of cooling systems 6. Installation of equipment | Heating, ventilation and air conditioning (HVAC); Hyperscale Data Center; Tier 4 Data Center |  |  | February 2026 - Planning activities are underway. May 2025 - Planning activities are underway. July 2024 - Planning activities are underway. Q2 2024 - EdgeCore announced plans to build a data center campus in Culpeper. | No Major Development | 0 | Not Funded / Unconfirmed | Private | EdgeCore
504934 | 504934 | 2026-02-04 11:51 | Okestro – Sejong Data Center – Sejong-si | Okestro – Sejong Data Center – Sejong-si | https://construction.globaldata.com/Projects/Overview/504934 | Planning | Parent | 476 | 2024 Q3 | 2026 Q4 | 2027 Q2 | Asia-Pacific | South Korea | Sejong-si |  | Eojin-dong | 30117 | Commercial & Leisure | Data Center | Data Center |  | Low | Redevelopment | Onshore | Okestro Cloud is planning to construct a data center on the former Sejong Finance Center II building in Eojin-dong, Sejong, South Korea. The project involves the construction of a 30,000m2 four-story data center and three underground floors with a consumption capacity of 40MW. It includes the construction of server rooms, data halls, administration space, parking facilities, and the installation of equipment, generators, safety and security systems. The construction works are scheduled to be completed in 2027. | 36.5002 | 127.2627 | The project involves the construction of a 30,000m2 four-story data center with a consumption capacity of 40MW in Eojin-dong, Sejong, South Korea. The US$476 million project includes the following: 1. Construction of server rooms 2. Construction of data halls 3. Construction of an administration facility 4. Installation of equipment 5. Installation of generators 6. Installation of safety and security systems |  |  |  | February 2026 - Planning activities are underway. May 2025 - Planning activities are underway. March 2025 - Okestro signed an MoU with Sejong City for the development of a data center. Q3 2024 - Okestro announced plans for the construction of a data center in Sejong. | No Major Development | 0 | Not Funded / Unconfirmed | Private | Okestro Co Ltd
452790 | 452790 | 2026-02-04 11:50 | Raiden Infotech – Navi Mumbai Data Center – Maharashtra | Raiden Infotech – Navi Mumbai Data Center – Maharashtra | https://construction.globaldata.com/Projects/Overview/452790 | Planning | Parent | 250 | 2022 Q2 | 2026 Q4 | 2027 Q4 | Asia-Pacific | India | Maharashtra | Mumbai | Maharastra Industrial Development Corporation industrial estate, Navi Mumbai | 400710 | Commercial & Leisure | Data Center | Data Center |  | Low | New | Onshore | Raiden Infotech India Pvt Ltd, a subsidiary of Google Inc., is undertaking the construction of a data center in Navi Mumbai, Maharashtra, India. The project involves the construction of an e 35,396m2 eight-story data center on 3.54ha of land. It includes the construction of administrative space, server rooms, control rooms, office space, a power station, installation of heat recovery systems, heat pumps, and safety and security systems. RIIPL signed a 28-year land lease agreement with Amanthin Info Parks Pvt Ltd (AIPPL) for the development of the project. Construction works are expected to be completed by 2027. | 19.0692 | 73.1232 | The project involves the construction of a 35,396m2 eight-story data center on 3.54ha of land in Navi Mumbai, Maharashtra, India. The US$250 million project includes the following: 1. Construction of administrative space 2. Construction of server rooms 3. Construction of control rooms 4. Construction of office space 5. Construction of a power substation 6. Installation of heat recovery systems 7. Installation of heat pumps 8. Installation of safety and security systems | Heating, ventilation and air conditioning (HVAC); Potential E&E; Underground Parking |  |  | February 2026 - Planning activities are underway. September 2025 - Planning activities are underway. January 2024 - RIIPL signed a land lease agreement with AIPPL for the development of the project. Q2 2022 - RIIPL announced plans to build a data center in Navi Mumbai. | No Major Development | 0 | Not Funded / Unconfirmed | Private | Raiden Infotech India Pvt Ltd
558572 | 558572 | 2026-02-04 09:49 | Kyrgyzstan GoV – Bishkek Digital Kyrgyz Hub IT City – Bishkek | Kyrgyzstan GoV – Bishkek Digital Kyrgyz Hub IT City – Bishkek | https://construction.globaldata.com/Projects/Overview/558572 | Study | Parent | 80 | 2025 Q2 | 2027 Q4 | 2030 Q3 | Asia-Pacific | Kyrgyzstan | Bishkek | Bishkek |  |  | Commercial & Leisure | Office Buildings | Office Buildings | Data Center; Other Educational Buildings; Low-Rise Apartment Blocks; Low-Rise Apartment Blocks | Medium | New | Onshore | The Government of Kyrgyzstan (GoK) is planning to undertake the construction of a Digital Kyrgyz Hub IT city in the village of Baytik, Bishkek, Kyrgyzstan. The project includes the construction of an IT city on 10ha of land, house offices, artificial intelligence and cybersecurity centers, educational clusters, residential and social facilities, and data centers, and the installation of accelerators, power facilities, and safety and security systems. The project's implementation will support the activities of approximately 200 IT companies and startups. | 42.87 | 74.59 | The project involves the construction of a Digital Kyrgyz Hub IT city on 10ha of land in the village of Baytik, Bishkek, Kyrgyzstan. The US$80 million project includes the following: 1. Construction of offices 3. Construction of artificial intelligence and cybersecurity centers 4. Construction of educational clusters 5. Construction of residential and social facilities 6. Construction of data centers 7. Installation of accelerators 8. Installation of power facilities 9.Installation of safety and security systems | Artificial Intelligence |  |  | February 2026 - Feasibility study activities are underway. June 2025 - The Government of Kyrgyzstan announced plans to construct a Digital Kyrgyz Hub IT City in Bishkek, Kyrgyzstan. | Project work on Schedule | 1 | Not Funded / Unconfirmed | Public | Government of Kyrgyzstan
504074 | 504074 | 2026-02-04 08:26 | NEXTDC Ltd – Maroochydore SC2 Data Center – Queensland | NEXTDC Ltd – Maroochydore SC2 Data Center – Queensland | https://construction.globaldata.com/Projects/Overview/504074 | Execution | Parent | 200 | 2024 Q3 | 2025 Q3 | 2026 Q4 | Asia-Pacific | Australia | Queensland |  | 44 Maud Street, Maroochydore, Next to NEXTDC's SC1 Data Center | QLD 4558 | Commercial & Leisure | Data Center | Data Center | Parking Facilities |  | New | Onshore | NextDC is undertaking the construction of a Tier IV colocation data center at 10 South Sea Islander Way, 44 Maud Street in Maroochydore, Sunshine Coast Region, Queensland, Australia. The project involves the construction of a 7,370.8m2, five-storey data center campus with a consumption capacity of 6MW on 0.08ha of land. It includes the construction of server rooms, two data halls of 3,355m2, a 1,236m2 office space and 20 parking facilities, and the installation of racks, four standby generators and safety and security systems. The facility has been committed to operating on renewable energy and will utilize a liquid cooling system. Architectus has been appointed as the architect, Ethos Urban Pty Ltd as the planner, Butler Partners Pty Ltd as the geotechnical consultant, Colliers International Australia and TTM Group as the traffic consultants, Arup Australia Pty Ltd as the civil engineer, Electrolight as the lighting consultant, Encycle Consulting Pty Ltd and Ocean Protect as the environmental consultants, WT Partnership Australia Pty Ltd as the cost consultant, ONF Surveyors as the surveyors, Turner & Townsend Ltd as the lead consultant and Hera Engineering Pty Ltd as the structural engineer for the project. In April 2025, Ethos Urban Pty Ltd submitted a planning application to the Economic Development Queensland (EDQ) and secured planning approvals in June 2025. The construction works are scheduled to be completed in 2026. | -26.6597 | 153.0926 | The project involves the construction of a 7,370.8m2, five-storey data center campus with a consumption capacity of 6MW on 0.08ha of land at 10 South Sea Islander Way, 44 Maud Street in Maroochydore, Sunshine Coast Region, Queensland, Australia. The US$200 million project includes the following: 1. Construction of server rooms 2. Construction of two data halls of 3,355m2 3. Construction of a 1,236m2 office space 4. Construction of 20 parking facilities 5. Installation of the cooling system 6. Installation of racks 7. Installation of four standby generators 8. Installation of safety and security systems | Colocation Data Center; Green data center; Tier 4 Data Center |  |  | February 2026 - Construction activities are underway. November 2025 - Construction activities are underway. August 2025 - Construction activities are underway. June 30, 2025 - NEXTDC Ltd secured planning approvals from the Economic Development Queensland (EDQ) May 2025 - Project is awaiting for approvals. April 2025 - NextDC submitted the project plans to Economic Development Queensland. Q3 2024 - NextDC announced plans for the construction of a data center in Maroochydore. | Project work on Schedule | 1 | Not Funded / Unconfirmed | Private | NEXTDC Ltd |  | Architectus Australia | Arup Australia Pty Ltd;Butler Partners Pty Ltd;Colliers International Australia;Electrolight;Encycle Consulting Pty Ltd;Ethos Urban Pty Ltd;Hera Engineering Pty Ltd;Ocean Protect;ONF Surveyors;TTM Group;Turner & Townsend Ltd;WT Partnership Australia Pty Ltd
558599 | 524782 | 2026-02-04 06:42 | Aker Solutions/ Nscale/ OpenAI – Stargate Norway AI Data Center: Phase I – Nordland | Aker Solutions/ Nscale/ OpenAI – Stargate Norway AI Data Center – Nordland | https://construction.globaldata.com/Projects/Overview/558599 | Execution | Sub | 1270 | 2025 Q1 | 2025 Q4 | 2026 Q4 | Europe | Norway | Nordland |  | Kvandal near Bjerkvik village | 5736 | Commercial & Leisure | Data Center | Data Center |  |  | New | Onshore | Nscale Global Holdings, Aker ASA, and OpenAI are undertaking the construction of a hyperscale data center in Kvandal near Bjerkvik village, Narvik Municipality, Nordland, Norway. The project involves the construction of a data center with a consumption capacity of 25MW. It includes the construction of server rooms, meeting rooms, substations and administrative space and the installation of racks and safety and security systems. Nscale will manage the design, construction, and operations of the project. The facility has been committed to operating on renewable power through hydropower, and it will utilize a closed-loop, direct-to-chip liquid cooling system. Citigroup Inc and The Goldman Sachs Group Inc have been appointed as the financial advisors, Advokatfirmaet Bull AS, Milbank LLP, Wikborg Rein Advokatfirma AS, Skadden, Arps, Slate, Meagher & Flom LLP & Affiliates and Winston & Strawn LLP as the legal advisors. The data center is projected to deliver 100,000 NVIDIA GPUs by the end of 2026. In November 2025, Hent AS was appointed as the main contractor for the project. In December 2025, the construction works commenced and are scheduled to be completed in 2026. | 68.5761 | 17.1812 | The project involves the construction of a data center with a consumption capacity of 25MW in Kvandal near Bjerkvik village, Narvik Municipality, Nordland, Norway. The US$1,270 million project includes the following: 1. Construction of server rooms 2. Construction of meeting rooms 3. Construction of an administrative space 4. Construction of substations 5. Construction of generator rooms 6. Installation of liquid cooling systems 7. Installation of generators and inverters 8. Installation of safety and security systems | Green data center; Hyperscale Data Center |  |  | February 2026 - Construction activities are underway. December 2025 - Construction works commenced. November 2025 - Hent AS was appointed as the main contractor for the project. Q1 2025 - Nscale Global Holdings, Aker ASA and OpenAI announced plans to build a data center in Kvandal. | Project work on Schedule | 1 | Not Funded / Unconfirmed | Private | Aker Solutions ASA;Nscale AS;OpenAI LLC | Hent AS
503785 | 467777 | 2026-02-04 05:17 | Scala Data – Eldorado do Sul Scala AI Data Center: Phase I – Rio Grande do Sul | Scala Data – Eldorado do Sul Scala AI Data Center Program – Rio Grande do Sul | https://construction.globaldata.com/Projects/Overview/503785 | Planning | Parent | 500 | 2024 Q3 | 2026 Q4 | 2029 Q2 | South and Central America | Brazil | Rio Grande do Sul |  |  |  | Commercial & Leisure | Data Center | Data Center |  | Medium | New | Onshore | Scala plans to construct a data center: Scala AI Phase I in Eldorado do Sul, Rio Grande do Sul, Brazil. The project involves the construction of a data center with a capacity of 54MW, buildings, a power substation, an office accommodation facility, a web-commerce unit and an information technology unit, and the installation of racks, security systems, and elevators. | -29.9973 | -51.3082 | The project involves the construction of a Scala AI data center: Phase I in Eldorado do Sul, Rio Grande do Sul, Brazil. The US$500 million project includes the following: 1. Construction of a data center with a capacity of 54MW 2. Construction of buildings 3. Construction of a power substation 4. Construction of an office accommodation facility 5. Construction of a web-commerce unit 6. Construction of an information technology unit 7. Installation of racks 8. Installation of security systems 9. Installation of elevators | Heating, ventilation and air conditioning (HVAC) |  |  | February 2026 - Planning activities are underway. August 2025 - Planning activities are underway. April 2025 - Planning activities are underway. October 2024 - The project is in the initial stage of development. Q3 2024 - Scala announced plans to construct a Scala AI data center in Eldorado do Sul, Rio Grande do Sul, Brazil. | Project work on Schedule | 1 | Not Funded / Unconfirmed | Private | Scala Data Centers
467777 | 467777 | 2026-02-04 05:14 | Scala Data – Eldorado do Sul Scala AI Data Center Program – Rio Grande do Sul | Scala Data – Eldorado do Sul Scala AI Data Center Program – Rio Grande do Sul | https://construction.globaldata.com/Projects/Overview/467777 | Planning | Program | 50000 | 2024 Q3 | 2026 Q4 | 2029 Q2 | South and Central America | Brazil | Rio Grande do Sul |  |  |  | Commercial & Leisure | Data Center | Data Center |  | Medium | New | Onshore | Scala plans to construct a data center in Scala AI Eldorado do Sul, Rio Grande do Sul, Brazil. The project involves the construction of a data center with a capacity of 4,750MW on 700ha of land, buildings, a power substation, an office accommodation facility, a web-commerce unit and an information technology unit, and the installation of racks, security systems, and elevators. It will build a 54MW data center in the first phase. | -29.9973 | -51.3082 | The project involves the construction of a Scala AI data center in Eldorado do Sul, Rio Grande do Sul, Brazil. The US$50,000 million project includes the following: 1. Construction of a data center with a capacity of 4,750MW on 700ha of land 2. Construction of buildings 3. Construction of a power substation 4. Construction of an office accommodation facility 5. Construction of a web-commerce unit 6. Construction of an information technology unit 7. Installation of racks 8. Installation of security systems 9. Installation of elevators | Heating, ventilation and air conditioning (HVAC); Hyperscale Data Center |  |  | February 2026 - Planning activities are underway. August 2025 - Planning activities are underway. March 2025 - Planning activities are underway. October 2024 - The project is in the initial stage of development. September 2024 - Scala announced plans to construct a data center in Eldorado do Sul, Rio Grande do Sul, Brazil. | Project work on Schedule | 1 | Not Funded / Unconfirmed | Private | Scala Data Centers
450679 | 450679 | 2026-02-04 03:30 | CyrusOne/ GDCI – Eldamain and Faxon Road Data Center Campus – Illinois | CyrusOne/ GDCI – Eldamain and Faxon Road Data Center Campus – Illinois | https://construction.globaldata.com/Projects/Overview/450679 | Pre-Design | Parent | 3000 | 2023 Q1 | 2027 Q3 | 2032 Q1 | North America | United States | Illinois | Yorkville | northeast corner of Faxon Road and Eldamain Road | 60545 | Commercial & Leisure | Data Center | Data Center |  | Low | New | Onshore | C1 Yorkville LLC, a subsidiary of CyrusOne and Green Door Capital (GDC) are planning to construct a colocation data center campus in Yorkville, Illinois, the US. The project involves the construction of a data center campus comprising nine, two-storey buildings. It includes the data halls with racks, meeting rooms, office space, storage facilities, parking facilities, a 74,322m2 electric substation, six stormwater detention ponds, the installation of power and cooling systems, safety and security systems. C1 Yorkville LLC has requested approval of a minor amendment to the approved Planned Unit Development (PUD). Substation size is proposed to be decreased from about 74,322m2 to approximately 37,161m2. | 41.6786 | -88.4821 | The project involves the construction of a data center campus on 92ha of land at the north east of Eldamain Road, north of the Burlington Northern Santa Fe railroad and Faxon Road, and west of Beecher Road in Yorkville, Illinois, the US. The US$3,000 million project includes the following: 1. Construction of nine two-story buildings 2. Construction of six stormwater detention ponds 3. Construction of a 74,322m2 electric substation 4. Construction of data halls with racks 5. Construction of meeting rooms 6. Construction of office space 7. Construction of storage facilities 8. Construction of parking facilities 9. Installation of power and cooling systems 10. Installation of safety and security systems | Colocation Data Center; Heating, ventilation and air conditioning (HVAC) |  |  | February 2026 - Pre-design activities are underway. June 2025 - Pre-design activities are underway. July 2024 - Yorkville City Council has approved a Planned Unit Development (PUD) for the data center campus. June 2024 - Yorkville Planning and Zoning Commission has approved the application to rezone land for a data center campus. Q1 2023 - CyrusOne and GDC announced plans to build a data center campus in Yorkville. | No Major Development | 0 | Not Funded / Unconfirmed | Private | CyrusOne Inc;Green Door Capital Investments LLC
552832 | 552832 | 2026-02-03 20:19 | American Tower – 7701 Walnut Drive Edge Data Center – Indiana | American Tower – 7701 Walnut Drive Edge Data Center – Indiana | https://construction.globaldata.com/Projects/Overview/552832 | Cancelled | Parent | 90 | 2025 Q2 | Awaiting Confirmation | 2026 Q1 | North America | United States | Indiana | Indianapolis | 701 Walnut Drive, Brownsburg | IN 46112 | Commercial & Leisure | Data Center | Data Center |  |  | New | Onshore | American Tower Corp had plans to build an edge data center campus at 7701 Walnut Drive in Indianapolis, Indiana, the US. The project involved the construction of a single-story 1,860m2 data center campus with a consumption capacity of 4MW on 21.44ha of land. It includes the construction of a substation, data halls, server rooms, meet-me-rooms, and safety and security systems. The site will also have a stormwater detention pond and an anti-climb security fence. The facility will feature a closed-loop cooling system. In November 2025, American Tower submitted a planning application to the City of Indianapolis. | 39.8125 | -86.421 | The project involved the construction of a single-story 1,860m2 data center campus with a consumption capacity of 4MW on 21.44ha of land at 7701 Walnut Drive in Indianapolis, Indiana, the US. The US$90 million project included the following: 1. Construction of substations 2. Construction of data halls 3. Construction of server rooms 4. Construction of meet-me-rooms 5. Construction of safety and security systems |  |  |  | February 2026 - The project has been cancelled due to the developer's withdrawal of plans. November 2025 - American Tower submitted a planning application to the City of Indianapolis IN. Q2 2025 - American Tower announced plans to build a data center in the US. | Project has been Cancelled | -5 | Not Funded / Unconfirmed | Private | American Tower Corp
558298 | 558298 | 2026-02-03 19:13 | Industrial VI Ent – 75 South Data Center Campus – Georgia | Industrial VI Ent – 75 South Data Center Campus – Georgia | https://construction.globaldata.com/Projects/Overview/558298 | Planning | Parent | 6000 | 2025 Q4 | 2027 Q1 | 2030 Q4 | North America | United States | Georgia | Atlanta |  |  | Commercial & Leisure | Data Center | Data Center |  | Medium | New | Onshore | Industrial VI Enterprises, LLC, an affiliate of Hillwood Investment Properties, is planning to construct a colocation data center in Spalding County, Georgia, the US. The project involves the construction of a 208,103m2 data center campus with a consumption capacity of 450MW. It includes the construction of seven, two-storey data center buildings, meet-me rooms, server rooms, a substation and the installation of generators and uninterruptible power supply (UPS) units, cooling systems and safety and security systems. Construction is scheduled for completion in 2030. It will create 200 jobs upon completion. | 33.749 | -84.388 | The project involves the construction of a 208,103m2 data center campus with a consumption capacity of 450MW in Spalding County, Georgia, the US. The US$6,000 million project includes the following: 1. Construction of seven, two-storey data center buildings 2. Construction of server rooms 3. Construction of a substation 4. Installation of generators and uninterruptible power supply (UPS) units 5. Installation of the cooling system 6. Installation of safety and security systems | Colocation Data Center |  |  | February 2026 - Industrial VI Enterprises, LLC has submitted a planning application to the Georgia Department of Community Affairs. Q4 2025 - Industrial VI Enterprises, LLC announced plans to build a data center in Spalding County, Georgia. | Major Authority Clearance Submitted | 1 | Not Funded / Unconfirmed | Private | Industrial VI Enterprises LLC
557985 | 557985 | 2026-02-03 19:11 | Cloverleaf Infra – Troy Data Center – Missouri | Cloverleaf Infra – Troy Data Center – Missouri | https://construction.globaldata.com/Projects/Overview/557985 | Planning | Parent | 1000 | 2025 Q4 | 2027 Q1 | 2031 Q4 | North America | United States | Missouri | St. Louis | Highway 43, East of Interstate 55 | 62294 | Commercial & Leisure | Data Center | Data Center |  | Medium | New | Onshore | Cloverleaf Infrastructure is planning to build a colocation data center in Troy, St. Louis, Missouri, the US. The project involves the construction of a 130,064m2 data center campus with a consumption capacity of 500MW on 121.4ha of land. It includes the construction of six two-storey data center buildings, a substation, an office, a warehouse and seven stormwater basins and the installation of the cooling system and safety and security systems. The project is developed in phases. Phase one involves the construction of six two-storey, 25,000m2 data centers, a substation, an office, a warehouse, and seven stormwater basins. Phase two involves the construction of two data center buildings and infrastructure. Construction is scheduled to commence in 2027, and the first phase is expected to be completed in 2028. It will create 200 jobs upon completion. | 38.6273 | -90.1979 | The project involves the construction of a 130,064m2 data center campus with a consumption capacity of 500MW on 121.4ha of land at Highway 43, East of Interstate 55, and Collinsville Road in Troy, St. Louis, Missouri, the US. The US$1,000 million project includes the following: 1. Construction of six two-storey data center buildings 2. Construction of a substation 3. Construction of an office 4. Construction of a warehouse 5. Construction of seven stormwater basins 6. Installation of the cooling system 7. Installation of safety and security systems | Colocation Data Center |  |  | February 2026 - Planning activities are underway. Q4 2025 - Cloverleaf Infrastructure has announced plans to build a data center in Troy. | Project work on Schedule | 1 | Not Funded / Unconfirmed | Private | Cloverleaf Infrastructure
557984 | 557984 | 2026-02-03 18:58 | Atlas Dev – Project Bus Data Center Campus – Georgia | Atlas Dev – Project Bus Data Center Campus – Georgia | https://construction.globaldata.com/Projects/Overview/557984 | Planning | Parent | 750 | 2025 Q4 | 2027 Q2 | 2036 Q4 | North America | United States | Georgia |  |  |  | Commercial & Leisure | Data Center | Data Center |  | Medium | New | Onshore | Atlas Development is planning to undertake the construction of a colocation data center in Temple, Georgia, the US. The project involves the construction of a 12-building data center campus. It includes the construction of data halls, meet-me rooms, server rooms, two substations and the installation of generators and uninterruptible power supply (UPS) units, cooling systems and safety and security systems. The total value of the project is US$11,000 million at full build-out. Construction is scheduled to be completed in 2036. It will create 275 jobs upon completion. | 33.7371 | -85.0324 | The project involves the construction of a 12-building data center campus on 141.6ha of land in Temple, Georgia, the US. The US$750 million project includes the following: 1. Construction of data halls 2. Construction of server rooms 3. Construction of two substations 4. Installation of generators and uninterruptible power supply (UPS) units 5. Installation of the cooling system 6. Installation of safety and security systems | Colocation Data Center |  |  | February 2026 - The initial information application was filed with the Georgia Department of Community Affairs. Q4 2025 - Atlas Development announced plans to build a data center in Temple, Georgia. | Project work on Schedule | 1 | Not Funded / Unconfirmed | Private | Atlas Development LLC
505137 | 505137 | 2026-02-03 18:55 | Google – Little Rock Data Center – Arkansas | Google – Little Rock Data Center – Arkansas | https://construction.globaldata.com/Projects/Overview/505137 | Pre-Design | Parent | 1000 | 2025 Q2 | 2027 Q1 | 2029 Q4 | North America | United States | Arkansas | Little Rock | Little Rock | AR 72206 | Commercial & Leisure | Data Center | Data Center |  | Low | New | Onshore | Google LLC is planning to construct a hyperscale data center in Little Rock, Arkansas, the US. The project involves the construction of a 27,870m2 data center on 161ha of land. It includes the construction of data halls, server rooms, meet-me-rooms, and parking space, and the installation of cooling systems, racks, and safety and security systems. Willowbend Capital will fund improvements for water, sewer services, and a discharge line for the cooling tower. In April 2025, the project was approved by the City of Little Rock. Willowbend Capital LLC submitted an application for approval on behalf of Google. The project will create 50 jobs. | 34.7124 | -92.1628 | The project involves the construction of a 27,870m2 data center on 161ha of land Little Rock, Arkansas, the US. The US$1,000 million project the following: 1. Construction of data halls 2. Construction of server rooms 3. Construction of meet-me-rooms 4. Construction of parking space 5. Installation of cooling systems 6. Installation of racks 7. Installation of safety and security systems | Heating, ventilation and air conditioning (HVAC); Hyperscale Data Center |  |  | February 2026 - Pre-design activities are underway. April 2025 - The project is approved for development by the City of Little Rock. April 2024 - Willow Cap announced plans to construct a data center in Arkansas. . | No Major Development | 0 | Not Funded / Unconfirmed | Private | Google LLC
340786 | 340786 | 2026-02-03 18:22 | NIC – Amingaon National Data Centre – Assam | NIC – Amingaon National Data Centre – Assam | https://construction.globaldata.com/Projects/Overview/340786 | Construction Complete | Parent | 71 | 2019 Q1 | 2022 Q4 | 2026 Q1 | Asia-Pacific | India | Assam | Guwahati | Amingaon, Kamrup | 781031 | Commercial & Leisure | Data Center | Data Center |  |  | New | Onshore | National Data Centre of North Eastern Region (NDC-NER), a subsidiary of the National Informatics Centre (NIC), has constructed a National Data Centre in North Guwahati, Assam, India. The project involved the construction of a enterprise tier III data centre with a consumption capacity of 4MW on a 0.40ha area, a colocation space, server rooms, multiple precision air conditioning units, a power-supporting building, an administrative space, meeting rooms, a cafeteria, parking facilities, and the installation of CCTV cameras, fibre optic cables, electrical equipment, safety, and security systems. The project is identified under Digital North Eastern India Vision 2022, with a scalable capacity of more than 200 server racks, in the northeast region. The Public Works Department (PWD) Building of Assam is the associated developer, and Yotta Infrastructure Solutions LLP has been appointed as the contractor. The facility achieved an IGBC Gold rating. | 26.1445 | 91.7362 | The project involved the construction of a five-storey, 4,000m2 data centre with a consumption capacity of 4MW in Amingaon near North Guwahati, Assam, India. The US$71 million project includes the following: 1. Construction of a colocation space 2. Construction of server rooms 3. Construction of multiple-precision air conditioning units 4. Construction of a power-supporting building 5. Construction of an administrative space 6. Construction of meeting rooms 7. Construction of a cafeteria 8. Construction of parking facilities 9. Installation of CCTV cameras 10. Installation of 200 racks 11. Installation of fibre optic cables 12. Installation of electrical equipment 13. Installation of safety and security systems | Enterprise Data Center; Tier 3 Data Center | A data centre had constructed in Amingaon, North Guwahati. The objective is to enhance the digital India growth story by providing the region with its own Cloud platform to further and fast-track its developmental initiatives. The state-of-the-art NDC-NER (North Eastern Region), which will be established by the National Informatics Centre (NIC), would come with an integrated network hub centre and integrated security operations centre in the northeastern region. |  | February 2026 - Construction activities were completed. March 2025 - Construction activities are underway. April 2024 - We have not been able to obtain further updates on this project. We have retained the same project stage and amended the key dates accordingly. We will update the profile as soon as we obtain any new information. June 13, 2023 - We have not been able to obtain further updates on this project. We have retained the same project stage and amended the key dates accordingly. We will update the profile as soon as we obtain any new information. December 01, 2022 - We have not been able to obtain further updates on this project. We have retained the same project stage and amended the key dates accordingly. We will update the profile as soon as we obtain any new information. October 2022 - Construction activities are underway. March 2021 - Planning activities are underway. Q1 2019 - NIC announced plans to construct a data center in Guwahati. | Construction Completed | 5 | Not Funded / Unconfirmed | Public | National Informatics Centre | Yotta Data Services Pvt Ltd
228673 | 228673 | 2026-02-03 17:11 | META – Stanton Springs Data Center – Georgia | META – Stanton Springs Data Center – Georgia | https://construction.globaldata.com/Projects/Overview/228673 | Execution | Parent | 1500 | 2017 Q2 | 2018 Q1 | 2032 Q4 | North America | United States | Georgia |  | 100 Move Fast Way | 30025 | Commercial & Leisure | Data Center | Data Center |  |  | New | Onshore | Facebook, Inc. (FB), also known as Meta Platforms, Inc., is undertaking the construction of a hyperscale data center in Newton County, Georgia, the US. The project involves the construction of a 195,096m2 data center campus across 168.3ha of land, which is being developed in four phases. It includes server rooms, meeting rooms, administrative facilities, and parking facilities; and the installation of equipment and cooling systems, safety, and security systems. >> Phase I of US$750 million includes a 83,613m2 data center >> Phase II, Phase III, and Phase IV include the construction of a 37,161m2 data center in each phase The facility will be powered by renewable energy, and it will use a cooling technology that is significantly more water-efficient. Holder Construction Inc. has been appointed as a general contractor for Phase I, Inglett & Stubs and Allison-Smith as electrical sub-contractors, McKenney's Inc. as MEP sub-contractor, Metromont Corporation as precast concrete subcontractor, Plateau Excavation Inc as excavation and site utilities contractor, Keller North America as foundation works sub-contractor, Thomas & Hutton as lead consultant, and Schuff Steel Company as structural sub-contractor. In March 2018, Morning Hornet LLC, on behalf of FB, closed on the land sale by paying US$26 million for the 168.3ha, followed by the commencement of construction works. | 33.6007 | -83.6818 | The project involves the construction of a 195,096m2 data center campus across 168.3ha of land at Stanton Springs in Newton County, Georgia, the US. The US$1,500 million project includes the following: 1. Construction of server rooms 2. Construction of meeting rooms 3. Construction of administrative facilities 4. Construction of parking facilities 5. Installation of equipment and cooling systems 6. Installation of safety and security systems | Green data center; Heating, ventilation and air conditioning (HVAC); Hyperscale Data Center | A data center is being developed in the Stanton Springs industrial park located in Jasper, Morgan, Newton, and Walton counties. The project aims to provide cloud services to businesses and expand data center capacity to improve the quality of services to users. The project is known as Facebook/Meta Stanton Springs data center. |  | February 2026 - Construction works are underway. May 20, 2025 - We have not been able to obtain further updates on this project. We have retained the same project stage and amended the key dates accordingly. We will update the profile as soon as we obtain any new information. May 2024 - Construction works are underway. September 2023 - Construction works on Phase I are underway. December 2022 - Construction activities are underway. December 2021 - Construction activities are underway. July 2021 - Construction activities are underway. August 2020 - Construction activities are underway. April 2020 - Construction activities are underway. August 2019 - Construction activities are underway. October 2018 - Construction activities are underway. March 2018 - Construction works on Phase I commenced with a groundbreaking ceremony. Q2 2017 - FB announced plans to build a data center campus in Newton County. | Project work on Schedule | 1 | Not Funded / Unconfirmed | Private | Meta Platforms Inc | Holder Construction Co |  | Thomas & Hutton
470211 | 470211 | 2026-02-03 16:50 | MSFT – Cherry Valley Data Center Campus – Illinois | MSFT – Cherry Valley Data Center Campus – Illinois | https://construction.globaldata.com/Projects/Overview/470211 | Planning | Parent | 250 | 2023 Q4 | 2027 Q3 | 2035 Q4 | North America | United States | Illinois |  | U.S. Route 20 and Wheeler Road | 61016 | Commercial & Leisure | Data Center | Data Center |  | Low | New | Onshore | Microsoft (Msft) is planning to construct a hyperscale data center campus in Cherry Valley, Illinois, the US. The project involves the construction of a data center campus on 121ha of land. It includes the construction of six data center buildings, an office space, server rooms, an electrical substation and parking facilities and the installation of safety and security systems. The facility is committed to operating on 100% renewable energy. It utilises air-cooled servers to minimize water usage. CBRE has been appointed as a consultant. | 42.2397 | -88.9229 | The project involves the construction of a data center campus on 121ha of land in Cherry Valley, Illinois, the US. The US$250 million project includes the following: 1. Construction of six data center buildings 2. Construction of an office space 3. Construction of server rooms 4. Construction of an electrical substation 5. Construction of parking facilities 6. Installation of safety and security systems | Green data center; Heating, ventilation and air conditioning (HVAC); Hyperscale Data Center |  |  | February 2026 - Planning activities are underway. June 2025 - Planning activities are underway. November 2024 - Planning activities are underway. Q4 2023 - Msft announced plans to build a data center campus in Cherry Valley. | No Major Development | 0 | Not Funded / Unconfirmed | Private | Microsoft Corp
506009 | 506009 | 2026-02-03 16:24 | Amazon Data Services – Cochran Mill Road Data Center – Virginia | Amazon Data Services – Cochran Mill Road Data Center – Virginia | https://construction.globaldata.com/Projects/Overview/506009 | Planning | Parent | 980 | 2022 Q4 | 2027 Q3 | 2030 Q4 | North America | United States | Virginia |  | Between Cochran Mill Rd & Sycolin Rd. | 20175 | Commercial & Leisure | Data Center | Data Center |  | Low | New | Onshore | Amazon is planning to construct a hyperscale data center campus between Cochran Mill Road and Sycolin Creek in Ashburn, Loudoun County, the US. The project involves the construction of a 91,881m2 data center campus on 242ha of land. It includes the construction of four, two-story data center buildings, storage units, server rooms, administrative facilities, and parking spaces, and the installation of safety and security systems. The initial first phase involves construction of 46,450m2 new data center space, followed by a second phase, with a full build-out of up to 91,881m2. The Planning Commission on April 10, 2025 forwarded the rezoning application to the Board of Supervisors with a recommendation approval after Luck Stone reduced the maximum proposed building height from a previously-proposed 32m to 21m, and reduced the overall floor area to 91,881m2. In May 2025, Amazon has acquired land from Luck Stone, and rezoning for data centers on the land is still pending approval. | 39.0572 | -77.5195 | The project involves the construction of a 91,881m2 data center campus on 242ha of land between Cochran Mill Road and Sycolin Creek in Ashburn, Loudoun County, the US. The US$980 million project includes the following: 1. Construction of four, two-story data center buildings 2. Construction of storage units 3. Construction of server rooms 4. Construction of administrative facilities 5. Construction of parking spaces 6. Installation of safety and security systems | Heating, ventilation and air conditioning (HVAC); Hyperscale Data Center |  |  | February 2026 - Planning activities are underway. May 2025 - Amazon has acquired land from Luck Stone. April 2025 - Luck Stone has reduced its scope and is seeking approval from Loudoun County. February 2023 - Rezoning application has been submitted to the Loudoun County. Q4 2022 - Luck Stone announced plans to build a data center in Loudoun County. | No Major Development | 0 | Not Funded / Unconfirmed | Private | Amazon Data Services Inc
350269 | 350269 | 2026-02-03 15:10 | RackBank/ ReNew Power – Chennai GigaCampus ONE Hyperscale Data Center – Tamil Nadu | RackBank/ ReNew Power – Chennai GigaCampus ONE Hyperscale Data Center – Tamil Nadu | https://construction.globaldata.com/Projects/Overview/350269 | Planning | Parent | 1200 | 2021 Q2 | Awaiting Confirmation |  | Asia-Pacific | India | Tamil Nadu | Chennai | Sriperumbudur | 602105 | Commercial & Leisure | Data Center | Data Center |  | Low | New | Onshore | Renew Power (Renew) and RackBank Datacenters Private Limited (RBDPL) are planning to construct a hyperscale data center in Chennai, Tamil Nadu, India. The project involves the construction of a 404,686m2 data center with a consumption capacity of 500MW. It includes the construction of data halls, server rooms with 800 racks, administrative buildings, electrical distribution rooms, and parking facilities, and the installation of generators, cooling systems, and safety and security systems. The facility is designed with a strong focus on sustainability, operating entirely on 100% renewable energy and incorporating advanced cooling technologies to enhance energy efficiency and reduce environmental impact. | 13.0878 | 80.2785 | The project involves the construction of a 404,686m2 data center with a consumption capacity of 500MW in Sriperumbudur, Chennai, Tamil Nadu, India. The US$1,200 million project includes the following: 1. Construction of data halls 2. Construction of server rooms with 800 racks 3. Construction of an administrative building 4. Construction of electric distribution rooms 5. Construction of parking facilities 6. Installation of generators 7. Installation of cooling systems 8. Installation of safety and security systems | Green data center; Heating, ventilation and air conditioning (HVAC); Hyperscale Data Center | A hyperscale data center is proposed for construction in Sriperumbudur. The RackBank would purchase green power generated from this facility directly from ReNew, through the open access mechanism. |  | February 03, 2026 - We have not been able to obtain further updates on this project. We have retained the same project stage and amended the key dates accordingly. We will update the profile as soon as we obtain any new information. May 21, 2025 - We have not been able to obtain further updates on this project. We have retained the same project stage and amended the key dates accordingly. We will update the profile as soon as we obtain any new information. December 27, 2023 - We have not been able to obtain further updates on this project. We have retained the same project stage and amended the key dates accordingly. We will update the profile as soon as we obtain any new information. March 17, 2023 - We have not been able to obtain further updates on this project. We have retained the same project stage and amended the key dates accordingly. We will update the profile as soon as we obtain any new information. July 2022 - Planning activities are underway. August 2021 - Renew and RBDPL signed a Memorandum of Understanding(MoU) to supply 100% renewable energy to the data center. Under this MoU, Renew will construct, co-own, and operate up to 500MW of the hybrid renewable power generation facility. Q2 2021 - Renew and RBDPL announced a plan to construct a hyper-scale data center in Chennai. | Information Unavailable |  | Not Funded / Unconfirmed | Private | RackBank Datacenters Pvt Ltd;ReNew Pvt Ltd
478712 | 478712 | 2026-02-03 14:43 | Vermoegen und Bau – Mannheim University IT (UNIT) Data Center – Baden-Wuerttemberg | Vermoegen und Bau – Mannheim University IT (UNIT) Data Center – Baden-Wuerttemberg | https://construction.globaldata.com/Projects/Overview/478712 | Execution | Parent | 44 | 2019 Q1 | 2025 Q1 | 2027 Q4 | Europe | Germany | Baden-Wuerttemberg | Mannheim | at A5 city square in the immediate vicinity of Mannheim's baroque palace, Mannheim | 68161 | Commercial & Leisure | Data Center | Data Center |  |  | Redevelopment | Onshore | Landesbetrieb Vermoegen und Bau Baden-Württemberg is constructing the University IT (UNIT) Data Center at A5 city square near Mannheim's baroque palace, Mannheim, Baden-Württemberg, Germany. The project involves the construction of a four-story IT and data center building for the University of Mannheim on a 6,875m2 area, a foyer with seminar and training rooms and temporary workstations for students, office and open communication zones for the IT and data center, two inner courtyards with ceiling cutouts, communication-promoting staircase zone, data center's server rooms in extensive basement floors, administrative facilities, and parking facilities, and the installation of elevators, photovoltaics with an output of 220kW on the roof and façade, a heat pump and power facilities. The project will be built with solid concrete and wood-hybrid construction methods. Wulf Architekten GmbH has been appointed as the architect, Johann Joos Tief und Strassenbau GmbH und Co.KG as the excavation and demolition contractor and Lang Bau GmbH & Co. KG as the construction contractor. A tender for the Electrical fitting work contractor was issued in October 2025. | 49.483 | 8.4592 | The project involves the construction of the University IT (UNIT) Data Center at A5 city square near Mannheim's baroque palace, Mannheim, Baden-Württemberg, Germany. The US$44 million project includes the following: 1. Construction of a four-story IT and data center building for the University of Mannheim on a 6,875m2 area 2. Construction of a foyer with seminar and training rooms and temporary workstations for students 3. Construction of office and open communication zones for the IT and data center 4. Construction of two inner courtyards with ceiling cutouts 5. Construction of a communication-promoting staircase zone 6. Construction of the data center's server rooms in extensive basement floors 7. Construction of administrative facilities 8. Construction of parking facilities 9. Installation of elevators 10. Installation of photovoltaics with an output of 220kW on the roof and façade 11. Installation of a heat pump 12. Installation of power facilities | Concrete & Reinforced Concrete; Elevator; Green data center; Hyperscale Data Center; Solar facade Cladding; Solar Rooftop; Wood Construction |  |  | February 2026 - Construction activities are underway. October 2025 - A tender for the Electrical fitting work contractor was issued. February 2025 - Construction activities are underway. January 2025 - Construction work commenced. August 2024 - Demolition of the underground bunker and excavation of the construction pit were commenced. Q3 2024 - Ministerium für Finanzen Baden-Württemberg approved the funding application as well as the building permit application. May 2024 - Lang Bau GmbH & Co. KG has been appointed as the construction contractor. November 2023 - Design ctivities are underway. November 2020 - wulf architekten GmbH has been appointed as the architect. March 2019 - Vermoegen und Bau announced plans to construct a data center in Mannheim. | Project work on Schedule | 1 | Not Funded / Unconfirmed | Public | Landesbetrieb Vermoegen und Bau Baden Wuerttemberg | Lang Bau GmbH & Co KG | wulf architekten GmbH
478734 | 478734 | 2026-02-03 14:34 | Avacon Connect/ enviaM Energie – Sehnde Ost High-Performance Data Center – Lower Saxony | Avacon Connect/ enviaM Energie – Sehnde Ost High-Performance Data Center – Lower Saxony | https://construction.globaldata.com/Projects/Overview/478734 | Construction Complete | Parent | 43 | 2023 Q4 | 2024 Q3 | 2025 Q4 | Europe | Germany | Lower Saxony | Sehnde | Hedwig-Kohn-Straße in Sehnde-Ost | 31319 | Commercial & Leisure | Data Center | Data Center | Office Buildings |  | New | Onshore | Avacon Data Center GmbH, an Avacon Connect GmbH subsidiary, and en-via TEL, a subsidiary of envia Mitteldeutsche Energie AG, constructed a high-performance data center in the Sehnde-Ost industrial park at Hedwig-Kohn-Straße in Sehnde, Lower Saxony, Germany. The project involved the construction of a high-performance data center on a 0.3343ha area, with a 2,816m2 area with space for 28,000 servers with the highest level of security, an office building with a sustainable timber frame, administrative facilities, and parking facilities for 10 cars, and the installation of elevators, photovoltaics on the roof and façade, a heat pump and power facilities. The project will provide customers with secure on-site capacities for decentralized data processing with high availability and short data paths. Max Bogl Bauservice GmbH & Co KG has been appointed as the general contractor. | 52.3209 | 9.982 | The project involved the construction of a high-performance data center in the Sehnde-Ost industrial park at Hedwig-Kohn-Straße in Sehnde, Lower Saxony, Germany. The US$43 million project includes the following: 1. Construction of a high-performance data center on a 0.3343ha area, with a 2,816m2 area with space for 28,000 servers with the highest level of security 2. Construction of an office building with a sustainable timber frame 3. Construction of administrative facilities 4. Construction of parking facilities for 10 cars 5. Installation of elevators 6. Installation of photovoltaics on the roof and façade 7. Installation of a heat pump and power facilities | Green data center; Hyperscale Data Center; Solar Rooftop |  |  | October 2025 - Construction work completed. February 2025 - Construction activities are underway. July 2024 - Construction work commenced with the groundbreaking ceremony. December 2023 - Avacon and en-via TEL announced plans to construct a data center in Sehnde. | Construction Completed | 5 | Not Funded / Unconfirmed | Private | Avacon Connect GmbH;envia Mitteldeutsche Energie AG | Max Bogl Bauservice GmbH & Co KG
524782 | 524782 | 2026-02-03 14:21 | Aker Solutions/ Nscale/ OpenAI – Stargate Norway AI Data Center – Nordland | Aker Solutions/ Nscale/ OpenAI – Stargate Norway AI Data Center – Nordland | https://construction.globaldata.com/Projects/Overview/524782 | Execution | Parent | 11706 | 2025 Q1 | 2025 Q4 | 2031 Q4 | Europe | Norway | Nordland |  | Kvandal near Bjerkvik village | 5736 | Commercial & Leisure | Data Center | Data Center |  |  | New | Onshore | Nscale Global Holdings, Aker ASA, and OpenAI are undertaking the construction of a hyperscale data center in Kvandal near Bjerkvik village, Narvik Municipality, Nordland, Norway. The project involves the construction of a data center with a consumption capacity of 230MW. It will be developed in phases. It includes the construction of server rooms, meeting rooms, substations and administrative space and the installation of racks and safety and security systems. The facility can be expanded upto 520MW in the future. Nscale will manage the design, construction, and operations of the project. The facility has been committed to operating on renewable power through hydropower, and it will utilize a closed-loop, direct-to-chip liquid cooling system. Citigroup Inc and The Goldman Sachs Group Inc have been appointed as the financial advisors, Advokatfirmaet Bull AS, Milbank LLP, Wikborg Rein Advokatfirma AS, Skadden, Arps, Slate, Meagher & Flom LLP & Affiliates and Winston & Strawn LLP as the legal advisors. The data center is projected to deliver 100,000 NVIDIA GPUs by the end of 2026. In November 2025, Hent AS was appointed as the main contractor for the first 25MW data center. In December 2025, the construction works commenced on the first phase and are scheduled to be completed in 2026. | 68.5761 | 17.1812 | The project involves the construction of a data center with a consumption capacity of 230MW, which will be expanded up to 520MW in the future in Kvandal near Bjerkvik village, Narvik Municipality, Nordland, Norway. The US$11,706 million project includes the following: 1. Construction of server rooms 2. Construction of meeting rooms 3. Construction of an administrative space 4. Construction of substations 5. Construction of generator rooms 6. Installation of liquid cooling systems 7. Installation of generators and inverters 8. Installation of safety and security systems | Green data center; Heating, ventilation and air conditioning (HVAC); Hyperscale Data Center |  |  | February 2026 - Construction activities are underway on the first phase. December 2025 - Construction works commenced for the first phase with a consumption capacity of 25MW. November 2025 - Hent AS was appointed as the main contractor for the first phase. August 2025 - Nscale and Aker have committed US$1,000 million to the initial 20MW phase of the project. January 2025 - Nscale Global Holdings, Aker ASA and OpenAI announced plans to build a data center in Kvandal. | Project work on Schedule | 1 | Not Funded / Unconfirmed | Private | Aker Solutions ASA;Nscale AS;OpenAI LLC | Hent AS | Nscale AS
537874 | 537874 | 2026-02-03 14:17 | HHHunt – Hunting Hawk Technology Park Data Center Campus – Virginia | HHHunt – Hunting Hawk Technology Park Data Center Campus – Virginia | https://construction.globaldata.com/Projects/Overview/537874 | Cancelled | Parent | 1200 | 2025 Q1 | Awaiting Confirmation | 2026 Q1 | North America | United States | Virginia |  | 12501 Ashland Road | 23059 | Commercial & Leisure | Data Center | Data Center |  |  | New | Onshore | HHHunt was planned to undertake the construction of the Hunting Hawk Technology Park data center at 12501 Ashland Road in Glen Allen, Virginia, the US. The project involved the construction of a 10-building, 362,320m2 data center campus with a consumption capacity of 900MW on 161.8ha of land. It included the construction of data halls, meet-me rooms, server rooms, a substation, a parking facility and the installation of generators and uninterruptible power supply (UPS) units, cooling systems and safety and security systems. Timmons Group Inc. was been appointed as the engineering design consultant and R.G. Vanderweil Engineers LLP as MEP consultant The facility would draw power from an existing transmission line running through the project site by Dominion Energy. It would equipped with reliable uninterruptible power supply (UPS) units and generators for backup power systems. It also features an advanced cooling system, ensuring optimal performance and efficiency with maximum reliability. In February 2025, the project was cancelled as HHHunt withdrew the planning application and decided to cancel the plans. | 37.7324 | -77.5838 | The project involved the construction of a 10-building, 362,320m2 data center campus with a consumption capacity of 900MW on 161.8ha of land at 12501 Ashland Road in Glen Allen, Virginia, the US. The US$1,200 million project includes the following: 1. Construction of data halls 2. Construction of meet-me rooms 3. Construction of server rooms 4. Construction of a substation 5. Construction of a parking facility 6. Installation of generators and uninterruptible power supply (UPS) units 7. Installation of the cooling system 8. Installation of safety and security systems | Heating, ventilation and air conditioning (HVAC) |  |  | February 2026 - The project has been cancelled as HHHunt withdrew the planning application and decided to cancel the plans. November 2025 - HHHunt is hosting a community meeting on November 17 to discuss their proposal. September 2025 - HHHunt has applied for planning approval to Hanover County. Q1 2025 - HHHunt announced plans to build a data center in Richmond, Virginia. | Project has been Cancelled | -5 | Not Funded / Unconfirmed | Private | HHHunt |  | Timmons Group Inc | R.G. Vanderweil Engineers LLP
558465 | 558465 | 2026-02-03 13:53 | Backbone Hosting Sol – Moses Lake AI Data Center – Washington | Backbone Hosting Sol – Moses Lake AI Data Center – Washington | https://construction.globaldata.com/Projects/Overview/558465 | Pre-Design | Parent | 128 | 2025 Q4 | 2026 Q2 | 2026 Q4 | North America | United States | Washington | Moses Lake | 9221 NE Tyndall Rd | 98837 | Commercial & Leisure | Data Center | Data Center |  | High | Redevelopment | Onshore | Backbone Hosting Solutions Inc. (Bitfarms) is planning to undertake the redevelopment of a former Bitcoin mining facility into a hyperscale data center at 9221 North East Tyndall Road in the city of Moses Lake, Washington state, the US. The project involves the construction 9,290m2 data center with a consumption capacity of 18MW on 2.4ha of land. It includes the construction of server rooms, meeting rooms, administrative facilities, storage facilities, and parking facilities, and the installation of equipment, safety and security systems. The project is designed to meet Tier III building standards and will support Nvidia GB300s' advanced liquid cooling system. Western Pacific Engineering & Surveying, Inc has been appointed as the environmental consultant. | 47.1301 | -119.2781 | The project involves the redevelopment of a 9,290m2 hyperscale data center with a consumption capacity of 18MW on 2.4ha of land in Washington, the US. The US$128 million project includes the following: 1. Construction of server rooms 2. Construction of meeting rooms 3. Construction of administrative facilities 4. Construction of storage facilities 5. Construction of parking facilities 6. Installation of equipment and cooling systems 7. Installation of safety and security systems | Hyperscale Data Center; Tier 3 Data Center |  |  | February 2026 - Pre design activities are underway. January 2026 - Bitfarms secured permission from the city of Moses Lake . November 2025 - Bitfarms has submitted planning application to City of Moses Lake. November 2025 - Bitfarms announced plans to redevelop its Bitcoin mining facility into data center in Washindton, the US. | Project work on Schedule | 1 | Not Funded / Unconfirmed | Private | Backbone Hosting Solutions Inc |  |  | Western Pacific Group
510893 | 510893 | 2026-02-03 13:34 | Elea Digital – Barra da Tijuca Data Center Expansion – Rio de Janeiro | Elea Digital – Barra da Tijuca Data Center Expansion – Rio de Janeiro | https://construction.globaldata.com/Projects/Overview/510893 | Design | Parent | 94 | 2025 Q2 | 2026 Q4 | 2027 Q4 | South and Central America | Brazil | Rio de Janeiro |  |  |  | Commercial & Leisure | Data Center | Data Center |  | Medium | Expansion | Onshore | Elea Data Centers is planning to expand a new data center in Barra da Tijuca, Rio de Janeiro, Brazil. The project involves the expansion of a data center, office accommodations, and parking facilities, and the installation of cabinets, security systems, elevators, and optical cables. Elea Signs MoU With Oracle as a management contractor, Elea is responsible for the design and in-house construction division of Elea is responsible for construction works. | -22.9028 | -43.2075 | The project involves the expansion of a data center in Barra da Tijuca, Rio de Janeiro, Brazil. The US$94 million project includes the following: 1. Construction of office accommodations 2. Installation of security systems 3. Construction of parking facilities 4. Construction of a web-commerce unit 5. Installation of elevators 6. Installation of cabinets 7. Installation of optical cables | Artificial Intelligence |  |  | February 2026 - Design activities are underway. Q2 2025 - Elea Data Centers announced plans to develop a data center in Rio de Janeiro. | Project work on Schedule | 1 | Not Funded / Unconfirmed | Private | Elea Digital | Elea Digital | Elea Digital
413276 | 413276 | 2026-02-03 13:30 | V.tal – Fortaleza Hyperscale Data Center – Ceara | V.tal – Fortaleza Hyperscale Data Center – Ceara | https://construction.globaldata.com/Projects/Overview/413276 | Execution | Parent | 328 | 2023 Q3 | 2024 Q4 | 2029 Q4 | South and Central America | Brazil | Ceara | Fortaleza |  |  | Commercial & Leisure | Data Center | Data Center |  |  | New | Onshore | V.tal is undertaking the construction of a hyperscale data center in Fortaleza City, Ceará State, Brazil. The project involves the construction of a floor, a data center with 20MW capacity, office accommodations, and parking facilities, and the installation of security systems, submarine optical cable, and racks. BNDES has approved financing of approximately US$44 million for the development of the project. | -3.7172 | -38.5431 | The project involves the construction of a hyperscale data center with a 20MW capacity in Fortaleza City, Ceará State, Brazil. The US$328 million project includes the following: 1. Construction of office accommodations 2. Installation of security systems 3. Installation of submarine optical cables 4. Installation of racks | Hyperscale Data Center | A data center is planned to be developed in Fortaleza. The project aims to boost the telecommunications sector in the country by allowing faster and cheaper connections for the citizens. The project is also known as "Mega Lobster". |  | February 2026 - Construction activities are underway. July 2025 - Construction activities are underway. December 2024 - Construction activity commenced. Q3 2024 - Planning activities are underway. Q1 2024 - Planning activities are underway. July 03, 2023 - V.tal announced plans to develop an international level data center in Fortaleza. | Project work on Schedule | 1 | Partially Funded | Private | V.tal
509778 | 509778 | 2026-02-03 13:29 | Suomen Energiainsinoorit – Keuruu Data Center – Central Finland | Suomen Energiainsinoorit – Keuruu Data Center – Central Finland | https://construction.globaldata.com/Projects/Overview/509778 | Planning | Parent | 83 | 2025 Q1 | 2026 Q4 | 2028 Q1 | Europe | Finland | Central Finland |  | Keuruu |  | Commercial & Leisure | Data Center | Data Center |  | Medium | New | Onshore | Suomen Energiainsinoorit Technology is planning to construct a colocation data center campus on the western side of the Karjola industrial area in Keuruu, Finland. The project involves the construction of a 200,000m2 data center campus on 40ha of land. It involves the construction of server rooms, meeting rooms and related infrastructure, and the installation of generators, cooling systems, and safety and security systems. The facility aims to be highly energy-efficient, with a focus on renewable electricity to support regional green energy production. Additionally, the waste heat generated by the data center is planned to be integrated into the district heating network, benefiting industries. The site plan of the data center is expected to be completed by the second quarter of 2026. | 62.2565 | 24.7024 | The project involves the construction of a 200,000m2 data center campus on 40ha of land in the western side of the Karjola industrial area in Keuruu, Finland. The US$83 million project includes the following: 1. Construction of server rooms 2. Construction of meeting rooms 3. Construction of administrative spaces 4. Construction of parking spaces 5. Installation of generators 6. Installation of cooling systems 7. Installation of safety and security systems | Colocation Data Center; Green data center; Heating, ventilation and air conditioning (HVAC) |  |  | February 2026 - Planning activities are underway. June 2025 - Planning activites are underway. Q1 2025 - Suomen Energiainsinoorit Technology announced plans to build a data center in Keuruu. | No Major Development | 0 | Not Funded / Unconfirmed | Private | Suomen Energiainsinoorit Oy
557612 | 557612 | 2026-02-03 13:23 | Eurus Energy/ Toyota Tsusho – Soya Green Data Center I – Hokkaido | Eurus Energy/ Toyota Tsusho – Soya Green Data Center I – Hokkaido | https://construction.globaldata.com/Projects/Overview/557612 | Planning | Parent | 65 | 2026 Q1 | 2026 Q2 | 2027 Q4 | Asia-Pacific | Japan | Hokkaido | Wakkanai |  |  | Commercial & Leisure | Data Center | Data Center |  | Medium | New | Onshore | Toyota Tsusho and Eurus Energy Holdings are planning to build a colocation data center in Wakkanai city, Hokkaido, Japan. The project involves the construction of a single-story, 9,900m2 data center with a consumption capacity of 3MW. It includes the construction of a data center, office space, storage space, meet-me rooms, distribution rooms, and the installation of generators, air conditioning, safety and security systems. It will utilize 100% renewable energy derived from "Kabaoka Wind Farm" in the form of raw green electricity, which will be supplied directly via a privately owned transmission line. It will be Japan’s first data center to be co-located with wind power and supplied directly via a private transmission line. It will be supported by UPS to manage wind intermittency. Around 80% of power will come from the nearby "Kabaoka Wind Farm", with the remaining 20% supplied as renewable electricity by Eurus Green Energy. Eurus will prepare the land, construct the buildings, and be responsible for supplying the power for the data center. Construction works are scheduled to commence in 2026 and are expected to be completed by 2027. | 45.4094 | 141.6739 | The project involves the construction of a single-story, 9,900m2 data center with a consumption capacity of 3MW in Wakkanai city, Hokkaido, Japan. The US$65 million project includes the following: 1. Construction of a data center 2. Construction of office space 3. Construction of storage space 4. Construction of server rooms 5. Construction of meet-me rooms 6. Installation of generators 7. Installation of equipment 8. Installation of air conditioning 9. Installation of safety and security systems | Colocation Data Center; Green data center |  |  | February 2026 - Planning activities are underway. January 2026 - Toyota Tsusho and Eurus Energy plans to build a data center in wakkanai City, Japan. | No Major Development | 0 | Not Funded / Unconfirmed | Private | Eurus Energy Holdings Corp;Toyota Tsusho Corp | Eurus Energy Holdings Corp
505191 | 505191 | 2026-02-03 12:54 | RSC Investment – Stonewall Tell Data Center – Georgia | RSC Investment – Stonewall Tell Data Center – Georgia | https://construction.globaldata.com/Projects/Overview/505191 | Planning | Parent | 1902 | 2024 Q4 | 2027 Q2 | 2033 Q1 | North America | United States | Georgia | Atlanta | 5120 Stonewall Tell Road | 30349 | Commercial & Leisure | Data Center | Data Center |  | Medium | New | Onshore | RSC Investment Management LLC (RSC Investment) is planning to construct a colocation data center at 5120 Stonewall Tell road in South Fulton, Georgia, the US. The project involves the construction of 176,702m2 data center on 24ha of land. It includes the construction of three buildings, an electrical substation, server rooms, parking facilities, the installation of equipment, cooling systems, and safety and security systems. Paulson Mitchell Inc has been appointed as a site planner, and Kimley-Horn and Associates Inc as traffic consultant. The project is anticipated to be completed in 2033. | 33.6151 | -84.5522 | The project involves the construction of a 176,702m2 data center on 24ha of land in South Fulton, Georgia, the US. The US$1,902 million project includes the following: 1. Construction of three buildings 2. Construction of an electrical substation 3. Construction of server rooms 4. Construction of parking facilities 5. Installation of equipment 6. Installation of cooling systems 7. Installation of safety and security systems | Colocation Data Center; Heating, ventilation and air conditioning (HVAC) |  |  | February 2026 - Planning activities are underway. July 2025 - Planning activities are underway. April 23, 2025 - RSC received DRI approvals. February 25, 2025 - Additional DRI information form submitted. December 06, 2024 - Initial DRI information form submitted. Q4 2024 - RSC Investment announced plans to build a data center in South Fulton. | No Major Development | 0 | Not Funded / Unconfirmed | Private | RSC Investment Management LLC |  |  | Kimley-Horn and Associates Inc;Paulson Mitchell Inc
512827 | 512827 | 2026-02-03 12:36 | CMC / Samsung – Ho Chi Minh City Hyperscale Data Center Campus – Ho Chi Minh City | CMC / Samsung – Ho Chi Minh City Hyperscale Data Center Campus – Ho Chi Minh City | https://construction.globaldata.com/Projects/Overview/512827 | Planning | Parent | 1000 | 2025 Q2 | 2026 Q4 | 2028 Q4 | Asia-Pacific | Vietnam | Ho Chi Minh City | Ho Chi Minh City | Saigon Hi-Tech Park | 715000 | Commercial & Leisure | Data Center | Data Center |  | Low | New | Onshore | CMC Corp. is planning to construct a Tier III hyperscale data center campus with a capacity of 120MW in Ho Chi Minh City, Vietnam. The project involves the construction of a data center campus with a capacity of 120MW. It involves the construction of data halls with racks, meeting rooms, office space, storage facilities and parking facilities, and the installation of power and cooling systems, safety and security systems. The first phase of the project will have a capacity of 30MW with an initial investment of US$250 million and future expansion will increase the capacity to 120MW, bringing the total investment to around US$1,000 million. The facility is designed as a powerhouse for data storage, processing, and analysis, delivering services such as AI-as-a-Service, Cloud Infrastructure, Big Data, and Cyber Security to millions of users. The facility will be equipped with an 800G DWDM optical transmission network, ensuring high-bandwidth, stable, and secure connectivity. Additionally, renewable energy solutions will be implemented to achieve international Green Data Center (Green DC) standards. In August 2025, CMC Corporation signed a Memorandum of Understanding (MOU) with Samsung C&T to jointly develop the project. Construction is expected to commence in 2026. | 10.7434 | 106.5688 | The project involves the construction of a data center campus with a capacity of 120MW at the eastern gateway of Ho Chi Minh City in Vietnam. The US$1,000 million project includes the following: 1. Construction of data halls with racks 2. Construction of meeting rooms 3. Construction of office space 4. Construction of storage facilities 5. Construction of parking facilities 6. Installation of power and cooling systems 7. Installation of safety and security systems | Green data center; Heating, ventilation and air conditioning (HVAC); Hyperscale Data Center; Tier 3 Data Center |  |  | February 2026 - Planning activities are underway. August 12, 2025 - CMC Corporation has signed a memorandum of understanding with Samsung C&T to build the data center project. July 13, 2025 - CMC Corp. has received approval from Ho Chi Minh City High-Tech Park Management Board (SHTP) to build the data center. Q2 2025 - CMC Corp. announced plans to build hyperscale data center in Ho Chi Minh City. | No Major Development | 0 | Not Funded / Unconfirmed | Private | CMC Corp;Samsung C&T Corp | Samsung C&T Corp
470971 | 470971 | 2026-02-03 12:27 | Aegis – Ansan Data Center – Gyeonggi-do | Aegis – Ansan Data Center – Gyeonggi-do | https://construction.globaldata.com/Projects/Overview/470971 | Execution | Parent | 362 | 2024 Q1 | 2025 Q1 | 2027 Q2 | Asia-Pacific | South Korea | Gyeonggi-do | Ansan-si | 624-3 Choji-dong |  | Commercial & Leisure | Data Center | Data Center | Parking Facilities |  | Redevelopment | Onshore | Aegis Asset Management Ltd (AAML) is undertaking the construction of a hyperscale data center in Ansan, Gyeonggi Province, South Korea. The project involves the construction of a two-story below-ground and nine-story above-ground 40MW, 11,795m2 data center with a total floor area of 49,591m2 on 1.17ha of land. It includes the construction of server rooms, control rooms, an office space, break rooms, an administrative space, and the installation of equipment, safety, and security systems. The facility will use a liquid immersion cooling system for cooling. The site is a great advantage for data center development because of its power infrastructure and network connectivity. It gets highly reliable power from the nearby Nam-Ansan and Moknae substations. Aegis has secured a US$229 million construction financing through the Aegis General Estate Private Equity Fund. Samsung C&T Engineering & Construction Group has been awarded a US$273 million construction contract, and it will invest US$3 million in equity. Construction works are scheduled to be completed in the second quarter of 2027. | 37.3037 | 126.8013 | The project involves the construction of a two-story below-ground and nine-story above-ground 40MW data center with a total floor area of 49,591m2 on 1.17ha of land at 624-3 Choji-dong in Ansan, Gyeonggi Province, South Korea. The US$362 million project includes the following: 1. Construction of server rooms 2. Construction of control rooms 3. Construction of an office space 4. Construction of break rooms 5. Construction of an administrative space 6. Installation of equipment 7. Installation of safety and security systems | Heating, ventilation and air conditioning (HVAC); Hyperscale Data Center |  |  | February 2026 - Construction activities are underway. May 2025 - Construction works are underway. March 2025 - Construction works are commenced. November 2024 - Samsung C&T Engineering & Construction Group has been appointed as a construction contractor. Q1 2024 - AAML announced a plan to build a data center in Ansan. | Project work on Schedule | 1 | Partially Funded | Private | Aegis Asset Management Ltd | Samsung C&T Engineering & Construction Group
558354 | 558365 | 2026-02-03 12:21 | Moro Hub – Moro Data Hub Warsan Phase II – Dubai | Moro Hub – Moro Data Hub Warsan – Dubai | https://construction.globaldata.com/Projects/Overview/558354 | EPC Award | Sub | 24 | 2024 Q1 | 2026 Q2 | 2030 Q1 | Middle East and Africa | United Arab Emirates | Dubai | Dubai |  |  | Commercial & Leisure | Data Center | Data Center |  | High | New | Onshore | Moro Hub is undertaking the construction of a Moro data hub at Warsan in Dubai, the UAE. The project involves the construction of a data center and office units, installation of networking systems, electrical and mechanical equipment, cooling systems, parking facilities, and all other associated facilities. In February 2026,The project plan has been announced. | 25.0657 | 55.1713 | Moro Hub is undertaking the construction of a Moro data hub at Warsan in Dubai, the UAE. Built-up area: 66,000 sq m The current profile includes Phase 2. The US$24 million project includes the following: 1. Construction of a data center 2. Construction of office units 3. Installation of networking systems 4. Installation of electrical and mechanical equipment 5. Installation of cooling systems 6. Construction of parking facilities 7. Construction of associated facilities |  | A Moro data hub, Phase 2, is being developed at Warsan, Dubai. |  | February 03, 2026 - An unidentified contractor has been appointed and we are in the process of identifying the main contractor. | Project work on Schedule | 1 | Not Funded / Unconfirmed | Private | Moro Hub
558365 | 558365 | 2026-02-03 12:19 | Moro Hub – Moro Data Hub Warsan – Dubai | Moro Hub – Moro Data Hub Warsan – Dubai | https://construction.globaldata.com/Projects/Overview/558365 | Execution | Parent | 800 | 2023 Q4 | 2025 Q2 | 2030 Q1 | Middle East and Africa | United Arab Emirates | Dubai | Dubai |  |  | Commercial & Leisure | Data Center | Data Center |  |  | New | Onshore | Moro Hub is undertaking the construction of a Moro data hub at Warsan, Dubai, the UAE. The project involves the construction of a 100 MW data center and office units, installation of networking systems, electrical and mechanical equipment, cooling systems, parking facilities, and all other associated facilities. In February 2026, Phase I: Construction works are progressing on the project. Phase 2: An unidentified contractor has been appointed and we are in the process of identifying the main contractor. | 25.0657 | 55.1713 | Moro Hub is undertaking the construction of a Moro data hub at Warsan, Dubai, the UAE. The project will be developed in phases. Plot area: 66,000 m2 The US$800 million project includes the following: 1. Construction of a 100 MW data center 2. Construction of office units 3. Installation of networking systems 4. Installation of electrical and mechanical equipment 5. Installation of cooling systems 6. Construction of parking facilities 7. Construction of associated facilities |  | A Moro data hub, is being developed at Warsan, Dubai. |  | February 2026 - Phase I: Construction works are progressing on the project. Phase 2: An unidentified contractor has been appointed and we are in the process of identifying the main contractor. August 2025 - Excavation works are progressing on the Phase 1 project. | Project work on Schedule | 1 | Not Funded / Unconfirmed | Private | Moro Hub
451056 | 451056 | 2026-02-03 11:15 | CyrusOne – DFW6 Data Center Renovation – Texas | CyrusOne – DFW6 Data Center Renovation – Texas | https://construction.globaldata.com/Projects/Overview/451056 | Construction Complete | Parent | 80 | 2023 Q2 | 2024 Q4 | 2025 Q4 | North America | United States | Texas | Richardson | at 1510 E Lookout Drive | 75082 | Commercial & Leisure | Data Center | Data Center |  |  | Renovation | Onshore | CyrusOne Inc. (CyrusOne) had undertaken the construction of a data center in Richardson, Texas, the US. The project involved the renovation of the 11,613m2 existing building into a single-story data center on 3.2ha of land. It included the construction of substations, 9,290m2 of data halls, equipment space, 2,787m2 of administration, an office space, and storage space, a 11,15m2 mezzanine, and the installation of generators and safety and security systems. JHET Architects has been appointed as an architect. Construction works were completed in 2025. | 32.9843 | -96.6964 | The project involved the renovation of the 11,613m2 existing building into a single-story data center on 3.2ha of land at 1510 E Lookout Drive in Richardson, Texas, the US. The US$80 million project included the following: 1. Construction of substations 2. Construction of data halls 3. Construction of equipment space 4. Construction of a 11,15m2 mezzanine 5. Construction of a 2,787m2 office, administration, and storage space 6. Construction of storage space 7. Installation of generators 8. Installation of safety and security systems | Tier 3 Data Center |  |  | Q4 2025 - Construction works were completed. May 2025 - Construction activities are underway. July 2024 - The project is waiting for approval. June 2024 - CyrusOne submitted a planning application to the Texas Department of Licensing and Regulation. Q2 2023 - CyrusOne announced plans to renovate a data center in Richardson. | Construction Completed | 5 | Not Funded / Unconfirmed | Private | CyrusOne Inc |  | JHET Architects
475404 | 475404 | 2026-02-03 08:40 | NEXTDC Ltd – Port Melbourne M4 Technology Campus – Victoria | NEXTDC Ltd – Port Melbourne M4 Technology Campus – Victoria | https://construction.globaldata.com/Projects/Overview/475404 | Design | Parent | 1336 | 2023 Q1 | 2026 Q3 | 2027 Q4 | Asia-Pacific | Australia | Victoria | Melbourne | 127 Todd Rd, Port Melbourne. | 3207 | Commercial & Leisure | Data Center | Data Center |  | High | Redevelopment | Onshore | NEXTDC Ltd (NXT) is planning to construct an AI Factory and Technology Campus at the former Westgate Park Printing Complex at 127 Todd Road within the Fishermans Bend Innovation Precinct in Port Melbourne, Victoria, Australia. The project involves the construction of a 94,987m2, five-story hyperscale data center campus with a consumption capacity of 162MW on 5.81ha of land. It includes the construction of data halls, server rooms, control rooms, substations, 202 parking spaces, an office space and an internal loading dock, and the installation of an on-site solar and microgrids, a waste heat recovery system, software-defined optical fabrics, safety and security systems. The campus is designed for world-leading sustainability with direct-to-chip, closed-loop liquid cooling, supporting rack densities of 1,000kW with recycled water (non-potable) cooling. The campus will comprise three core facilities. AI Factory, a hyper-dense, liquid-cooled facility engineered to support NVIDIA's advanced architectures, with rack densities exceeding 1,000kW. Mission Critical Operations Centre (MCX), a sovereign-grade, Tier IV certified control centre for secure, fault-tolerant operations. Technology Centre of Excellence, a national hub for AI skills, R&D, and innovation, in collaboration with partners like RMIT University. The M4 campus will anchor the Fishermans Bend Innovation Precinct as a nationally strategic hub for advanced manufacturing, aerospace, sovereign defence and deep tech like artificial intelligence. Architectus has been appointed as an architect, McKenzie Group Consulting Pty Ltd as a surveyor, LatStudios as a landscape architect, Biosis Pty Ltd as an ecological study consultant, Aurecon and Encycle Consulting Pty Ltd as the environmental study consultants, and Urbis Pty Ltd as an Aboriginal cultural heritage study consultant. Innovis has prepared a concept stormwater management plan report. On October 24, 2025, NextDC submitted development approval (DA) to the Victorian Government and received approvals on January 16, 2026. | -37.8282 | 144.9102 | The project involves the construction of a 94,987m2 hyperscale data center campus with a consumption capacity of 162MW on 5.81ha of land in Victoria, Australia. The US$1,336 million project includes the following: 1. Construction of data halls 2. Construction of server rooms 3. Construction of control rooms 4. Construction of an office space 5. Installation of a liquid cooling system supporting rack densities exceeding 1,000kW 6. Installation of an on-site solar and microgrids 7. Installation of waste heat recovery system 8. Installation of recycled wastewater cooling system 9. Installation of software-defined optical fabrics 10. Installation of safety and security systems 11. Construction of 202 parking spaces 12. Construction of substations 13. Construction of an internal loading dock | Heating, ventilation and air conditioning (HVAC); Hyperscale Data Center; Tier 4 Data Center |  |  | February 2026 - Design activities are underway. January 16, 2026 - NextDC received development approval (DA) from the Victorian Government. January 2025 - The planning application were submitted to the Victorian Government. August 2024 - Planning activities are underway. May 2023 - NextDC acquired the land for the development of the project. Q1 2023 - NEXTDC announced plans to build the M4 data center campus in Melbourne. | Project work on Schedule | 1 | Not Funded / Unconfirmed | Private | NEXTDC Ltd |  | Architectus Australia;Lat27 | Aurecon Group Pty Ltd;Biosis Pty Ltd;Encycle Consulting Pty Ltd;Innovis;McKenzie Group Consulting Pty Ltd;Traffix Group Pty Ltd;Urbis Pty Ltd
558451 | 558451 | 2026-02-03 08:24 | Metrobloks – Southfield Data Center – Michigan | Metrobloks – Southfield Data Center – Michigan | https://construction.globaldata.com/Projects/Overview/558451 | Planning | Parent | 1500 | 2025 Q1 | 2027 Q3 | 2030 Q4 | North America | United States | Michigan | Southfield | east side of Inkster Road between 11 Mile Road and Interstate 696 | 48033 | Commercial & Leisure | Data Center | Data Center |  | Medium | New | Onshore | Metrobloks is planning to build a Tier III colocation data center in Southfield, Michigan, the US. The project involves the construction of a two-storey 10,126m2 data center with a consumption capacity of 100MW on 5ha of land. It includes the construction of data halls with racks, meeting rooms, office space, storage facilities and parking facilities, and the installation of power and cooling systems, safety and security systems. The project will be developed in two phases. The power to the facility will be supplied by DTE Energy and it will utilise closed loop cooling system which will use between 10 to 20 gallons of water a day. The project will create 200 construction jobs and 35 permanent jobs upon completion. Kimley-Horn and Associates Inc has been appointed as a planner. Construction is expected to commence in 2027. | 42.4734 | -83.2219 | The project involves the construction of a two-storey 10,126m2 data center with a consumption capacity of 100MW on 5ha of land on the east side of Inkster Road between 11 Mile Road and Interstate 696 in Southfield, Michigan, the US. The US$1,500 million project includes the following: 1. Construction of data halls with racks 2. Construction of meeting rooms 3. Construction of office space 4. Construction of storage facilities 5. Construction of parking facilities 6. Installation of power and cooling systems 7. Installation of safety and security systems | Colocation Data Center; Tier 3 Data Center |  |  | February 2026 - Planning activities are underway. December 2025 - Southfield City Council approves the data center site plan. March 01, 2025 - Metrobloks announced plans to build a data center in Southfield. | No Major Development | 0 | Not Funded / Unconfirmed | Private | Metrobloks LLC |  |  | Kimley-Horn and Associates Inc
445267 | 445267 | 2026-02-02 19:43 | Stack Infra – DFW02 Data Center Campus – Texas | Stack Infra – DFW02 Data Center Campus – Texas | https://construction.globaldata.com/Projects/Overview/445267 | Execution | Parent | 930 | 2024 Q1 | 2025 Q4 | 2027 Q4 | North America | United States | Texas | Lancaster |  |  | Commercial & Leisure | Data Center | Data Center |  |  | New | Onshore | Stack Infrastructure Inc. is undertaking the construction of a colocation data center campus in Lancaster, Texas, the US. The project involves the construction of a 163,511m2, 312MW data center campus on 78.1ha of land. It includes the construction of six 36MW data centers, server rooms, the installation of a substation, cooling systems, and safety and security systems. The project is committed to operating on 100% renewable energy with an on-site substation, power supplied by ONCOR. It will use air-cooling, liquid-to-chip and closed-loop water cooling systems for cooling. | 32.5923 | -96.757 | The project involves the construction of a 163,511m2, 312MW data center campus on 78.1ha of land in Lancaster, Texas, the US. The US$930 million project includes the following: 1. Construction of six 36MW data centers 2. Construction of server rooms 3. Installation of a substation 4. Installation of cooling systems 5. Installation of safety and security systems | Artificial Intelligence; Colocation Data Center; Green data center; Heating, ventilation and air conditioning (HVAC) |  |  | February 2026 - Construction activities are underway. October 2025 - Construction activities are underway. May 2024 - Pre-design activities are underway. June 2023 - The project has received planning approval from the Texas Department of Licensing and Regulation. June 2022 - Stack Infrastructure Inc has submitted plans for to the Texas Department of Licensing and Regulation. Q1 2022 - Stack Infrastructure Inc announced plans to build a data center in Lancaster. | Project work on Schedule | 1 | Not Funded / Unconfirmed | Private | Stack Infrastructure
224714 | 224714 | 2026-02-02 18:47 | QTS Realty – PHX2 Data Center Campus – Arizona | QTS Realty – PHX2 Data Center Campus – Arizona | https://construction.globaldata.com/Projects/Overview/224714 | Execution | Parent | 1000 | 2017 Q1 | 2020 Q2 | 2027 Q2 | North America | United States | Arizona | Phoenix | 1200 40th Street | 85008 | Commercial & Leisure | Data Center | Data Center |  |  | New | Onshore | QTS Data Centers (QTS), a subsidiary of QTS Realty Trust, is constructing a colocation data center campus in Phoenix, Arizona, the US. The project involves the construction of a 185,806m2 five-building 210MW data center campus on 33.99ha of land. It includes the construction of server rooms, meeting rooms, administrative space and parking facilities, and the installation of equipment and safety and security systems and EV charging spots. In July 2017, QTS purchased the project site. In December 2017, QTS secured approvals from the Phoenix City Council for the proposed plans. DPR Construction has been appointed as the general contractor and the in-house division of QTS is the design consultant. | 33.4637 | -111.9988 | The project involves the construction of a 185,806m2 five-building 210MW data center campus on 34.3ha of land in Phoenix, Arizona, the US. The US$1,000 million project includes the following: 1. Construction of server rooms 2. Construction of meeting rooms 3. Construction of administrative space 4. Construction of parking facilities 5. Construction of a substation 6. Installation of equipment 7. Installation of safety and security systems 8. Installation of Electronic Vehicle (EV) charging spots | Colocation Data Center; EV Charging Stations; Heating, ventilation and air conditioning (HVAC); LEED | A data center campus is being constructed at 1200 40th Street along McDowell Road between 37th and 40th Streets in Phoenix, just north of the Loop 202. It aims to attain LEED certification. It is also known as the PHX2 Data Center campus. |  | February 2026 - Construction activities are underway. June 2024 - Construction activities are underway. October 2023 - Construction activities are underway. December 2022 - Construction activities are underway. December 2021 - Construction activities are underway. May 2020 - Construction activities were commenced. Q1 2020 - Site-preparatory activities commenced on the site. August 2018 - Pre-design activities are underway. Q3 2018 - Pre-design activities are underway. December 13, 2017 - QTS secured planning approvals from the Phoenix City Council. Q1 2017 - QTS announced plans to build the data center campus in Phoenix. | Project work on Schedule | 1 | Not Funded / Unconfirmed | Private | QTS Realty Trust LLC | DPR Construction Inc | QTS Realty Trust LLC
423987 | 423987 | 2026-02-02 18:12 | Tract – Hanover County Data Center Technology Park – Virginia | Tract – Hanover County Data Center Technology Park – Virginia | https://construction.globaldata.com/Projects/Overview/423987 | Pre-Design | Parent | 1000 | 2022 Q4 | 2026 Q4 | 2028 Q4 | North America | United States | Virginia |  | South line of Hickory Hill Road (State Route 646) near, the intersection of Old Ridge Road in Hanover County | 23005 | Commercial & Leisure | Data Center | Data Center |  | Medium | New | Onshore | Tract is planning to undertake the construction of a colocation data center technology park in Hanover County, Virginia, the US. The project involves the construction of a 2,400 MW data center technology park on 485ha of land. It also includes the construction of 46-data center buildings, eight on-site substations, and control and server rooms and the installation of multiple battery storage systems and safety and security systems. Timmons Group has been appointed as the design consultant, Kimley-Horn and Associates, Inc., as the engineering consultant, and Hirschler Fleischer, PC, as the legal and strategic advisor. The facility will secure power from Dominion Energy and lithium battery storage systems, and multiple three-megawatt generators will be used for backup power. It will use 700,000 gallons of water per day. Construction is scheduled for completion in 2028. | 37.8189 | -77.4708 | The project involves the construction of a 2,400 MW data center technology park on 485ha of land in Hanover County, Virginia, the US. The US$1,000 million project includes the following: 1. Construction of 46 data center buildings 2. Construction of eight on-site substations 3. Construction of control and server rooms 4. Installation of multiple battery storage systems 5. Installation of safety and security systems | Colocation Data Center; Heating, ventilation and air conditioning (HVAC) | A technology park is planned to be developed on the south of Hickory Hill Road (State Route 646) at its intersection with Old Ridge Road (State Route 738). The project aims to rezone the undeveloped land from A-1, Agricultural District to M-1(c), Limited Industrial District for the development of a data center technology park. |  | February 2026 - Pre-design activities are underway. May 2025 - The project has received approvals from Hanover County. June 2024 - Planning activities are underway. March 2024 - The project has received zoning and entitlement approvals from the Hanover County Planning Commission. December 2023 - Planning activities are underway. November 17, 2023 - A planning commission meeting was held regarding the development of the project. Q4 2022 - Tract announced plans to build a data center technology park in Hanover County, Virginia. | No Major Development | 0 | Not Funded / Unconfirmed | Private | Tract |  | Timmons Group Inc | Kimley-Horn and Associates, Inc. (Nashville)
504442 | 504442 | 2026-02-02 17:47 | STT GDC – STT Kolkata Data Center Campus Expansion – West Bengal | STT GDC – STT Kolkata Data Center Campus Expansion – West Bengal | https://construction.globaldata.com/Projects/Overview/504442 | Execution | Parent | 54 | 2024 Q1 | 2024 Q4 | 2026 Q4 | Asia-Pacific | India | West Bengal | Kolkata | Plot No. S-10, Silicon Valley Hub, New Town, Action Area-II, near Eco-Park Kolkata | 700161 | Commercial & Leisure | Data Center | Data Center |  |  | New | Onshore | STT Global Data Centres India Pvt Ltd is undertaking the construction of a Tier III hyperscale, AI data center at Plot No. S-10, Silicon Valley Hub in New Town, Action Area-II, near Eco-Park, Kolkata, West Bengal, India. The project involves the construction of a 25MW data center on 2.26ha of land. It includes the construction of server rooms with racks, control rooms, server rooms, an administrative space, storage space, distribution rooms, and the installation of generators, air conditioning, safety and security systems. The first building involves the construction of 6MW. The facility drew power from the utility grid. It has 2N static UPS redundancy and N+1 generator redundancy for power backup, and will have a liquid cooling system. The first building, STT Kolkata 1, was built in 2009 with a total ID load capacity of 2.5MW. The project is a US$450 million expansion that spans 5.59 acres with a total ID load of up to 25MW. In the first phase, the two-story STT Kolkata 2 will have an IT load of 6MW across 243,500 sq ft (22,620 sqm) and was completed in February 2025. | 22.6004 | 88.4526 | The project involves the construction of a 25MW data center on 2.26ha of land in West Bengal, India. The US$54 million project includes the following: 1. Construction of server rooms with racks 2. Construction of control rooms 3. Construction of server rooms 4. Construction of an administrative space 5. Construction of storage space 6. Construction of meet-me rooms 7. Installation of generators 8. Installation of equipment 9. Installation of liquid cooling systems 10. Installation of safety and security systems | Hyperscale Data Center; Tier 3 Data Center |  |  | February 2026 - Construction works are underway. June 2025 - Construction works are underway. February 2025 - Construction on the first phase was completed. Q1 2024 - STT GDC announced plans to build a data center in New Town, Kolkata. | Project work on Schedule | 1 | Not Funded / Unconfirmed | Private | STT Global Data Centres India Pvt Ltd
492483 | 492483 | 2026-02-02 17:45 | WHPK – Project Lincoln: OC Data Center – Kentucky | WHPK – Project Lincoln: OC Data Center – Kentucky | https://construction.globaldata.com/Projects/Overview/492483 | Cancelled | Parent | 1500 | 2025 Q1 | Awaiting Confirmation | 2025 Q3 | North America | United States | Kentucky |  | at D.W. Griffith Lane | 40031 | Commercial & Leisure | Data Center | Data Center |  |  | New | Onshore | Western Hospitality Partners Kentucky LLC (WHPK) had planned to construct a data center at D.W. Griffith Lane in La Grange, near the Sauerbeck Family Drive-In, Kentucky, the US. The project involved the construction of a 600MW data center campus comprising two main buildings, each measuring 14,492.8m2 and standing 22.8 meters tall, on 35.6-ha of land. It includes the development of three detention basins, a switching station, and a customer substation, and the installation of safety and security systems. Land Design & Development Inc. has been appointed as the civil engineer. It will create 400 construction and 150 operational jobs in the community. In March 2025, WHPk acquired the site for the project's development. In June 2025, the project's location was changed from Highway 53 to D.W. Griffith Lane in La Grange. | 38.3909 | -85.4086 | The project involved the construction of a 600MW data center campus comprising two main buildings, each measuring 14,492.8m2 and standing 22.8 meters tall, on 35.6-ha of land on D.W. Griffith Lane in La Grange, near the Sauerbeck Family Drive-In in Kentucky, US. The US$6,000 million project includes the following: 1. Development of three detention basins 2. Construction of a switching station 3. Construction of a customer substation 4. Installation of safety and security systems | Heating, ventilation and air conditioning (HVAC); Hyperscale Data Center |  |  | July 2025 - The project has been withdrawn due to community concern. June 2025 - The project's location has been changed to D.W. Griffith Lane in La Grange. May 2025 - The project is facing opposition from the local community. Q1 2025 - Western Hospitality Partners announced plans to build the Project Lincoln: OC Data Center in Oldham County. | Project has been Cancelled | -5 | Not Funded / Unconfirmed | Private | Western Hospitality Partners Kentucky LLC |  |  | Land Design And Development Inc
510074 | 510074 | 2026-02-02 17:40 | American RE / Provident Data Centers – PowerHouse Grand Prairie Data Center Campus – Texas | American RE / Provident Data Centers – PowerHouse Grand Prairie Data Center Campus – Texas | https://construction.globaldata.com/Projects/Overview/510074 | Design | Parent | 4000 | 2025 Q1 | 2026 Q4 | 2027 Q4 | North America | United States | Texas | Grand Prairie |  |  | Commercial & Leisure | Data Center | Data Center |  | Low | New | Onshore | PowerHouse Data Centers, a division of American Real Estate Partners (AREP), and Provident Data Centers are planning to build a colocation data center campus in northern Ellis County, Texas, the US. The project involves the construction of a two-story, 789,676m2 data center campus with a capacity of 1.8GW switchyard on 327ha of land. It includes server rooms, meeting rooms, an administrative space, a substation, and the installation of generators, cooling system, and safety and security systems. It will be developed in four phases, comprising 28 buildings, 10 buildings each (phases 1 & 2), and 4 buildings each (phases 3 & 4) ERCOT will provide power to the project and approved the first 500MW tranche. Ci Design Inc has been appointed as an architect. The project will be completed in the first quarter of 2027. | 32.746 | -96.9978 | The project involves the construction of a 789,676m2 data center campus with a capacity of 1.8GW switchyard on 327ha of land located just outside of Grand Prairie in northern Ellis County, Texas, the US. The US$4,000 million project includes the following: 1. Construction of server rooms 2. Construction of meeting rooms 3. Construction of an administrative space 4. Construction of a substation 5. Installation of generators 6. Installation of the cooling system 7. Installation of safety and security systems | Heating, ventilation and air conditioning (HVAC) |  |  | February 2026 - Design and engineering activities are underway. June 2025 - Design and engineering activities are underway. Q1 2025 - AREP and Provident Data Centers have announced plans to build a data center campus in Texas. | No Major Development | 0 | Not Funded / Unconfirmed | Private | American Real Estate Partners;Provident Data Centers |  | Ci Design Inc
476025 | 476025 | 2026-02-02 17:37 | STT GDC – Meerkhanpet Data Center – Telangana | STT GDC – Meerkhanpet Data Center – Telangana | https://construction.globaldata.com/Projects/Overview/476025 | Planning | Parent | 404 | 2025 Q1 | 2027 Q1 | 2029 Q4 | Asia-Pacific | India | Telangana | Hyderabad | Meerkhanpet | 501359 | Commercial & Leisure | Data Center | Data Center |  | Low | New | Onshore | STT Global Data Centres India Pvt Ltd is planning to construct a colocation, AI-ready data centre campus in Meerkhanpet, Mucherla, Hyderabad, Telangana, India. The project involves the construction of a data center campus with a consumption capacity of 100MW. It includes the construction of server rooms, control rooms, administrative space, parking spaces, substations, and the installation of cooling systems, routers, transformers and generators, and safety and security systems. | 17.0477 | 78.5684 | The project involves the construction of a data center with a consumption capacity of 100MW in Hyderabad, Telangana, India. The US$404 million project includes the following: 1. Construction of server rooms 2. Construction of control rooms 3. Construction of administrative space 4. Construction of parking spaces 5. construction of substation 6. Installation of cooling systems 7. Installation of routers 8. Installation of transformers and generators 9. Installation of safety and security systems | Colocation Data Center; Heating, ventilation and air conditioning (HVAC) |  |  | February 2026 - Planning activities are underway. June 2025 - Planning activities are underway. January 2025 - STT Global Data Centres India Pvt Ltd signed a memorandum of understanding with the Government of Telangana to to build a data center in Hyderabad. Q4 2024 - STT Global Data Centres India Pvt Ltd announced a plan to build a data center in Hyderabad. | No Major Development | 0 | Not Funded / Unconfirmed | Private | STT Global Data Centres India Pvt Ltd
557147 | 557147 | 2026-02-02 17:32 | RadiusDC – Indiana Data Center Campus – Indiana | RadiusDC – Indiana Data Center Campus – Indiana | https://construction.globaldata.com/Projects/Overview/557147 | Design | Parent | 240 | 2026 Q1 | 2027 Q1 | 2028 Q3 | North America | United States | Indiana | Indianapolis | Plainfield |  | Commercial & Leisure | Data Center | Data Center |  | Medium | New | Onshore | RadiusDC is planning to develop an edge colocation data center in Indianapolis, Indiana, the US. The project involves the construction of a data center with a consumption capacity of 24MW. It includes the construction of sub station, server rooms, meeting rooms, an administrative space and parking spaces, and the installation of safety and security systems. The site’s power will be supplied by a new substation currently under development next to the property, powered by Duke Energy Indiana. It utilises a closed-loop water cooling system and uses diesel generation for the power backup. The project is also known as "INDY I", and the further expansion is known as "INDY II". | 39.7684 | -86.158 | The project involves the construction of an edge colocation data center with a consumption capacity of 24MW in Indianapolis, Indiana, the US. The US$240 million project includes the following: 1. Construction of server rooms 2. Construction of substation 3. Construction of meeting rooms 4. Construction of an administrative space 5. Construction of parking facilities 6 Construction of related facilities 7. Installation of safety and security systems | Colocation Data Center; Edge Data Center |  |  | February 2026 - Design activties are underway. January 2026 - The Town of Plainfield approved the plans for data center. December 2025 - RadiusDC announced plans for a new data center campus in Indianapolis, Indiana. | No Major Development | 0 | Not Funded / Unconfirmed | Private | RadiusDC |  | Highland Associates Inc;Jaymie Scotto & Associates
556676 | 556676 | 2026-02-02 17:27 | CPCCMA/ PBA Holdings/ WPB Logistics – Project Tango Data Center – Florida | CPCCMA/ PBA Holdings/ WPB Logistics – Project Tango Data Center – Florida | https://construction.globaldata.com/Projects/Overview/556676 | Planning | Parent | 1500 | 2025 Q4 | 2027 Q1 | 2028 Q4 | North America | United States | Florida | West Palm Beach | West of Seminole Pratt Whitney Road on the North side of Southern Boulevard |  | Commercial & Leisure | Data Center | Data Center | Warehouses | Low | New | Onshore | WPB Logistic, PBA Holdings and Central Park Commerce Center Master Association are planning to build a hyperscale data center campus in Loxahatchee, Florida, the US. The site is bounded to the west by Seminole Pratt Whitney Road on the North side of Southern Boulevard. The project involves the construction of a 342,810m2 data center campus on 81ha of land. It includes data halls, a substation, conference rooms, break rooms, meet-me rooms, server rooms and parking spaces, and the installation of racks and safety and security systems. The project is implemented in phases. Phase I includes the construction of a 176,515m2 warehouse building with a supported accessory office space. Phase II includes the construction of three data center buildings, with a total floor area of 33,185m2. Phase III includes the construction of eight data center buildings, with a total floor area of 116,855m2. It is equipped with reliable uninterruptible power supply (UPS) units and generators for backup power systems. It also features a water cooling system, ensuring optimal performance and efficiency with maximum reliability. It will get power benefits from Florida Power & Light's 1,250MW West County Energy Center. Urban Design Studio, Kimley-Horn and Associates Inc and WGI have been appointed as design consultants; RBF Consulting as a civil engineer; and Pinder Troutman Consulting Inc as a traffic consultant. | 26.7153 | -80.0534 | The project involves the construction of a 342,810m2 hyperscale data center campus on 81ha of land in Loxahatchee, Florida, the US. The US$1,800 million project includes the following: 1. Construction of data halls 2. Construction of conference rooms 3. Construction of break rooms 4. Construction of server rooms 5. Construction of a substation 6. Construction of meet-me rooms 7. Construction of parking spaces 8. Installation of UPS/generators 9. Installation of racks 10. Installation of safety and security systems | Hyperscale Data Center |  |  | January 2026 - The town hall meeting regarding Project Tango has been rescheduled. December 2025 - The Palm Beach County Zoning Commission has granted initial approvals. December 2024 - A request to changes in the master plan has been adopted. December 2016 - Approval to change the land from residential to economic development center has adopted. June 2016 - PBA Holdings plans to develop a data center campus in Loxahatchee, Florida, the US. | Project is Delayed | -3 | Not Funded / Unconfirmed | Private | Central Park Commerce Center Master Association Inc;PBA Holdings Berhad;WPB Logistics Owner LLC |  | Kimley-Horn and Associates Inc;Urban Design Studio;WGI | Pinder Troutman Consulting Inc;RBF Consulting
451674 | 451674 | 2026-02-02 17:17 | Grey Matter/ Lincoin – PJM Interconnection Data Center Program – United States | Grey Matter/ Lincoin – PJM Interconnection Data Center Program – United States | https://construction.globaldata.com/Projects/Overview/451674 | Planning | Program | 200 | 2023 Q3 | 2027 Q1 | 2029 Q4 | North America | United States |  |  |  |  | Commercial & Leisure | Data Center | Data Center |  | Low | New | Onshore | Lincoin Technologies Inc. (Lincoin) and Grey Matter Partners LLC (Grey Matter) are planning to construct data centers in the US. The program involves the construction of data centers with a capacity of 198 MW. It includes the construction of substations, server rooms, meeting rooms, an administrative building, and control rooms and the installation of safety and security systems. > Construction of a data center in Ohio. > Construction of a data center in Pennsylvania. The partnership will enable Gray Matter's data center to automate its high-performance computing load of up to 198 MW and customize its energy strategy using real-time data from the PJM Market. | 40.3334 | -85.3095 | The program involves the construction of 198MW data centers in the US. The US$200 million program includes the following: 1. Construction of substations 2. Construction of server rooms 3. Construction of meeting rooms 4. Construction of an administrative building 5. Construction of control rooms 6. Installation of safety and security systems | Heating, ventilation and air conditioning (HVAC) |  |  | February 2026 - Planning activities are underway. July 04, 2025 - We have not been able to obtain further updates on this project. We have retained the same project stage and amended the key dates accordingly. We will update the profile as soon as we obtain any new information. | No Major Development | 0 | Not Funded / Unconfirmed | Private | Grey Matter Partners LLC;Lincoin Technologies Inc
419387 | 419387 | 2026-02-02 17:14 | Poseidon Sol/ PRB Risda – Kota Kinabalu Data Center – Sabah | Poseidon Sol/ PRB Risda – Kota Kinabalu Data Center – Sabah | https://construction.globaldata.com/Projects/Overview/419387 | Planning | Parent | 25 | 2023 Q2 | 2027 Q1 | 2028 Q4 | Asia-Pacific | Malaysia | Sabah | Kota Kinabalu | Island of Borneo | 88000 | Commercial & Leisure | Data Center | Data Center |  | Low | New | Onshore | Poseidon Solutions Sdn Bhd (Poseidon) and Permodalan Risda Bhd (PRB) are planning to build a Tier IV colocation data center on the island of Borneo, Sabah, Malaysia. The project involves the construction of a data center. It includes the construction of server rooms, meeting rooms, an administrative space, and parking facilities, and the installation of equipment and cooling systems. In October 2023, Poseidon signed a memorandum of understanding (MoU) with Permodalan Risda Bhd (PRB) to incorporate green energy elements like solar power. | 5.9804 | 116.0825 | The project involves the construction of a data center on the island of Borneo, Sabah, Malaysia. The US$25 million project includes the following: 1. Construction of server rooms 2. Construction of meeting rooms 3. Construction of an administrative space 4. Construction of parking facilities 5. Installation of equipment and cooling systems | Colocation Data Center; Green data center; Tier 4 Data Center |  |  | February 02, 2026 - We have not been able to obtain further updates on this project. We have retained the same project stage and amended the key dates accordingly. We will update the profile as soon as we obtain any new information. July 2025 - Planning activities are underway. December 2024 - Planning activities are underway. November 2023 - Planning activities are underway. Q2 2023 - Poseidon Technologies announced plans to construct a data center in Borneo. | Information Unavailable |  | Not Funded / Unconfirmed | Private | Permodalan Risda Bhd;Poseidon Solutions Sdn Bhd
510540 | 510540 | 2026-02-02 17:11 | PointOne Hldgs – Ashburn Data Center Campus – Virginia | PointOne Hldgs – Ashburn Data Center Campus – Virginia | https://construction.globaldata.com/Projects/Overview/510540 | Planning | Parent | 665 | 2024 Q4 | 2027 Q1 | 2030 Q4 | North America | United States | Virginia | Ashburn |  |  | Commercial & Leisure | Data Center | Data Center |  | Medium | New | Onshore | PointOne is planning to construct a data center in Ashburn, Virginia, the US. The project involves the construction of a 61,781m2 data center across two buildings with a total capacity of 132MW on 10.5ha of land. It includes the construction of server rooms, meeting rooms, an administrative space, parking facilities, and the installation of cooling systems, equipment, safety, and security systems. | 39.0148 | -77.4693 | The project involves the construction of a 61,781m2 data center across two buildings with a total capacity of 132MW on 10.5ha of land in Ashburn, Virginia, the US. The US$665 million project includes the following: 1. Construction of server rooms 2. Construction of meeting rooms 3. Construction of an administrative space 4. Construction of parking facilities 5. Installation of cooling systems 6. Installation of equipment 7. Installation of safety and security systems | Heating, ventilation and air conditioning (HVAC) |  |  | February 02, 2026 - We have not been able to obtain further updates on this project. We have retained the same project stage and amended the key dates accordingly. We will update the profile as soon as we obtain any new information. June 2025 - Planning activties are underway. Q4 2024 - PointOne announced plans to build a data center in Ashburn. | Information Unavailable |  | Not Funded / Unconfirmed | Private | PointOne Holdings
171209 | 171209 | 2026-02-02 17:02 | IBM/ Telkomsigma – Balikpapan Data Center – East Kalimantan | IBM/ Telkomsigma – Balikpapan Data Center – East Kalimantan | https://construction.globaldata.com/Projects/Overview/171209 | Cancelled | Parent | 71 | 2013 Q1 | Awaiting Confirmation | 2025 Q4 | Asia-Pacific | Indonesia | East Kalimantan | Balikpapan |  |  | Commercial & Leisure | Data Center | Data Center |  |  | New | Onshore | PT. Sigma Cipta Caraka (Telkomsigma), a subsidiary of PT. Telekomunikasi Indonesia Tbk, and PT. IBM Indonesia (IBM) is jointly planning to undertake the construction of a colocation data center in East Kalimantan, Indonesia. The project involves the construction of a data center on 4ha of land. It includes the construction of a warehouse, office facility, storage space, administrative facility, and IT laboratories, and the installation of generators, cooling systems, and safety and security systems. In March 2013, IBM signed an agreement with Telkomsigma for the project implementation. The project has been cancelled as it has been NFU for many years, and there is no information found. | -1.2698 | 116.836 | The project involves the construction of a data center on 4ha of land at Balikpapan in East Kalimantan, Indonesia. The US$71 million project includes the following: 1. Construction of a warehouse 2. Construction of a storage space 3. Construction of an office facility 4. Construction of an administrative facility 5. Construction of IT laboratories 6. Installation of generators 7. Installation of cooling systems 8. Installation of safety and security systems | Colocation Data Center; Tier 4 Data Center | The purpose of the project is to meet the needs of data center capacity for the industry in Indonesia. Balikpapan is chosen as the desired location because it has a double source of electricity, which is necessary to build DRC Tier four. The Tier three and Tier four data centers, which are high-level data centers especially designed for the needs of large corporate clients. The project is being designed as a tier three and tier four data center to provide maximum uptime and enable organizations to host their mission-critical computer systems. Also, utilizing the power of analytics, the data center will be able to rationalize the IT infrastructure and improve operational efficiency, while reducing operating costs. The project is Telkomsigma's fourth data center in Indonesia. |  | November 2025 - The project has been cancelled. May 06, 2025 - We have not been able to obtain further updates on this project. We have retained the same project stage and amended the key dates accordingly. We will update the profile as soon as we obtain any new information. June 2024 - Planning activities are underway. January 11, 2024 - We have not been able to obtain further updates on this project. We have retained the same project stage and amended the key dates accordingly. We will update the profile as soon as we obtain any new information. April 06, 2023 - We have not been able to obtain further updates on this project. We have retained the same project stage and amended the key dates accordingly. We will update the profile as soon as we obtain any new information. May 2022 - We have not been able to obtain further updates on this project. We have retained the same project stage and amended the key dates accordingly. We will update the profile as soon as we obtain any new information. June 2021 - We have not been able to obtain further updates on this project. We have retained the same project stage and amended the key dates accordingly. We will update the profile as soon as we obtain any new information. November 09, 2020 - We have not been able to obtain further updates on this project. We have retained the same project stage and amended the key dates accordingly. We will update the profile as soon as we obtain any new information. June 2019 - Planning activities are underway. January 2019 - Planning activities are underway. July 2018 - We have not been able to obtain further updates on this project. We have retained the same project stage and amended the key dates accordingly. We will update the profile as soon as we obtain any new information. December 2017 - We have not been able to obtain further updates on this project. We have retained the same project stage and amended the key dates accordingly. We will update the profile as soon as we obtain any new information. May 2017 - We have not been able to obtain further updates on this project. We have retained the same project stage and amended the key dates accordingly. We will update the profile as soon as we obtain any new information. Q4 2016 - Planning activities are underway. Q2 2016 - Planning activities are underway. Q3 2015 - Planning activities are underway. Q3 2014 - Planning activities are underway. Q1 2013 - IBM and Telkomsigma jointly announced plans to develop the Balikpapan Data Center project. | Project has been Cancelled | -5 | Not Funded / Unconfirmed | Private | PT IBM Indonesia;PT. Sigma Cipta Caraka (Telkomsigma)
504917 | 504917 | 2026-02-02 16:45 | Kakao Corp – Namyangju AI Data Center – Gyeonggi-do | Kakao Corp – Namyangju AI Data Center – Gyeonggi-do | https://construction.globaldata.com/Projects/Overview/504917 | Planning | Parent | 438 | 2025 Q1 | 2026 Q4 | 2028 Q4 | Asia-Pacific | South Korea | Gyeonggi-do | Namyangju | Wangsuk Urban High-Tech Industrial Complex |  | Commercial & Leisure | Data Center | Data Center |  | Low | New | Onshore | Kakao Corp is planning to construct an AI data center in Namyangju, Gyeonggi-do, South Korea. The project involves the construction of a 92,000m2 data center with a consumption capacity of 80MW. It includes the construction of server rooms, control rooms, an administrative space, meeting rooms, storage space, distribution rooms, parking facilities, the installation of servers, electrical equipment, safety and security systems, cooling systems, and lighting systems. Subject to approvals, construction works are expected to commence in 2026, and scheduled to be completed in the fourth quarter of 2028. | 37.6181 | 127.1713 | The project involves the construction of an AI 92,000m2 data center with a consumption capacity of 80MW in Namyangju, Gyeonggi-do, South Korea. The US$438 million project includes the following: 1. Construction of server rooms 2. Construction of control rooms 3. Construction of an administrative space 4. Construction of meeting rooms 5. Construction of storage space 6. Construction of distribution rooms 7. Construction of parking facilities 8. Installation of servers 9. Installation of electrical equipment 10. Installation of safety and security systems 11. Installation of cooling systems 12. Installation of lighting systems | Heating, ventilation and air conditioning (HVAC) |  |  | February 2026 - Planning activities are underway. July 2025 - Planning activities are underway. May 2025 - Planning activities are underway. Q1 2025 - Kakao Corp announced a plan to build an AI data center in Namyangju. | No Major Development | 0 | Not Funded / Unconfirmed | Private | Kakao Corp
558129 | 558129 | 2026-02-02 16:39 | Fine / Geumgang – Bukcheonan AI Data Center – Chungcheongnam-do | Fine / Geumgang – Bukcheonan AI Data Center – Chungcheongnam-do | https://construction.globaldata.com/Projects/Overview/558129 | Pre-Design | Parent | 840 | 2024 Q2 | 2026 Q3 | 2029 Q1 | Asia-Pacific | South Korea | Chungcheongnam-do | Cheonan | Site adjacent to Gunseo Industrial Complex and Cheonan Techno Park Industrial Complex | 31035 | Commercial & Leisure | Data Center | Data Center |  | High | New | Onshore | Geumgang Co Ltd and Fine & Partners are planning to build an artificial intelligence (AI) colocation data center in Chungcheongnam-do, South Korea. The project involves the construction of a 66,116m2 data center campus with a consumption capacity of 80MW on 10.26ha of land. It includes the construction of data halls, a substation, meet-me rooms, and parking spaces, and the installation of racks and safety and security systems. In August 2024, Geumgang signed a power purchase agreement with Korea Electric Power Corporation. In December 2024, Geumgang secured a construction and water usage permit from the Cheonan City Hall as well as secured land ownership in the first quarter of 2025. Construction is scheduled to commence in the third quarter of 2026 with completion expected by the first quarter of 2029. | 36.8065 | 127.1522 | The project involved the construction of a 66,116m2 data center campus with a consumption capacity of 80MW in Chungcheongnam-do, South Korea. The US$840 million project includes the following: 2. Construction of data halls 3. Construction of meet-me rooms 4. Construction of a substation 5. Construction of parking spaces 6. Installation of racks 7. Installation of generators 8. Installation of the cooling system 9. Installation of safety and security systems | Artificial Intelligence; Colocation Data Center |  |  | February 2026 - Geumgang signed a Memorandum of Understanding with South Chungcheong Province. December 2024 - Geumgang secured a construction and water usage permit from the Cheonan City Hall. August 2024 - Geumgang signed a power purchase agreement with Korea Electric Power Corporation. June 2024 - Geumgang Co Ltd and Fine & Partners announced plans to build data center in Chungcheongnam-do, South Korea. | Project work on Schedule | 1 | Not Funded / Unconfirmed | Private | Fine Investment Corp;Geumgang Co.,Ltd.
504241 | 504241 | 2026-02-02 16:25 | Ark Data Centres – Alliance Park Data Center – Greater London | Ark Data Centres – Alliance Park Data Center – Greater London | https://construction.globaldata.com/Projects/Overview/504241 | Execution | Parent | 70 | 2022 Q1 | 2024 Q1 | 2027 Q2 | Europe | United Kingdom | Greater London | London | Concord Road | W3 0RZ | Commercial & Leisure | Data Center | Data Center |  |  | New | Onshore | Ark Data Centres Limited is undertaking the construction of a Tier-III colocation data center at Concord Road in West London, the UK. The project involves the construction of two 22,120m2 data centers with a combined capacity of 50MW. It includes the construction of server rooms, administrative space, distribution rooms, and parking facilities, and the installation of racks, indirect air and chilled water cooling systems and safety and security systems. The project in Ealing is Ark’s AI-ready data center campus, designed for modular precision and low-carbon efficiency. It also creates a dynamic and sustainable environment that is well-equipped to adapt to the evolving needs of data. It is designed to achieve BREEAM ‘Excellent’ certification. The project system is designed for maximum efficiency and density, utilising advanced cooling technologies to ensure optimal performance while minimising environmental impact. Its modular construction allows for rapid deployment and scalability to meet the demands of AI-driven workloads and next-generation technologies. Sweet Projects Ltd has been appointed as a contractor, and i3 Solutions Group as a design consultant. Construction works commenced in January 2024 and are scheduled to be completed in May 2027. | 51.5253 | -0.28091 | The project involves the construction of two 22,120m2 data centers with a combined capacity of 50MW in Greater London, the UK. The US$70 million project includes the following: 1. Construction of server rooms 2. Construction of administrative space 3. Construction of distribution rooms 4. Construction of parking facilities 5. Installation of racks 6. Installation of indirect air and chilled water cooling systems 7. Installation of safety and security systems | BREEAM; Colocation Data Center; Modular Construction; Sustainable Building; Tier 3 Data Center |  |  | February 2026 - Construction works are underway. July 2025 - Construction works are underway. April 2025 - Construction Works are underway. January 2024 - Construction works commenced. July 2023 - Planning activities are underway March 2022 - Ark Data announced plans to construct a 50MW data center in London | Project work on Schedule | 1 | Not Funded / Unconfirmed | Private | Ark Data Centres Limited | Sweet Projects Ltd | i3 Solutions Group
504860 | 504860 | 2026-02-02 16:25 | Metrobloks – MIA A1 AI-Ready Data Center – Florida | Metrobloks – MIA A1 AI-Ready Data Center – Florida | https://construction.globaldata.com/Projects/Overview/504860 | Planning | Parent | 150 | 2024 Q4 | 2027 Q1 | 2029 Q4 | North America | United States | Florida | Miami | 500 NW 137th Avenue | 33182 | Commercial & Leisure | Data Center | Data Center |  | Low | New | Onshore | Metrobloks is planning to undertake the construction of a Tier III colocation data center at 500 NW 137th Avenue in Miami, Florida, the US. The project involves the construction of a two-story 9,685m2 data center with a capacity of 15.2MW on 2ha of land. It includes the construction of two 1,412m2 data halls, a 230kV substation, server rooms and parking facilities, and the installation of equipment, cooling systems, safety and security systems. Metrobloks signed a 22MW power purchase agreement with the Florida Power & Light. It utilizes both liquid and air cooling, supporting rack densities up to 150kW. It features 2,750 kW Diesel Standby Generators and a N+1 UPS system for power backup. The facility is designed to deploy next-generation Nvidia GPUs—B200s, Blackwells, and B300s Nvidia GPUs and handle high-density AI workloads. | 25.7743 | -80.1937 | The project involves the construction of a two-story 9,685m2 data center with a capacity of 15.2MW on 2ha of land in Miami, Florida, the US. The US$150 million project includes the following: 1. Construction of two 1,412m2 data halls 2. Construction of a 230kV substation 3. Construction of server rooms 4. Construction of parking facilities 5. Installation of equipment 6. Installation of cooling systems 7. Installation of safety and security systems | Colocation Data Center; Heating, ventilation and air conditioning (HVAC); Tier 3 Data Center |  |  | February 2026 - Planning activities are underway. July 2025 - Planning activities are underway. April 2025 - Metrobloks acquired the project site and the acquisition was funded through Metrobloks’ MB Sweetwater Partners LLC investment vehicle. Q4 2024 - Metrobloks announced plans to build a data center in Miami. | No Major Development | 0 | Not Funded / Unconfirmed | Private | Metrobloks LLC
504076 | 504076 | 2026-02-02 14:54 | AWS – Amazon Data Centers Expansion Program – Italy | AWS – Amazon Data Centers Expansion Program – Italy | https://construction.globaldata.com/Projects/Overview/504076 | Planning | Program | 1300 | 2024 Q4 | 2027 Q1 | 2029 Q4 | Europe | Italy |  |  |  |  | Commercial & Leisure | Data Center | Data Center |  | Low | Expansion | Onshore | Amazon Web Services (AWS) is planning to expand the existing data center and construct new data centers across Italy. The program involves the expansion of data centers. It includes the construction of substations, server rooms, modular centers, office spaces, and parking spaces, and the installation of electrical equipment, generators, cooling systems, and security and safety systems. The program will include an expansion of the existing Milan data center and construction of new facilities in Rome and Lombardy. The detailed information is yet to be revealed. It would generate up to 5,500 jobs across the data center supply chain, including construction, facility maintenance, engineering, telecommunications, and jobs within the broader local economy. | 42.0993 | 12.8474 | The program involves the expansion of data centers across Italy. The US$1,300 million program includes the following: 1. Construction of substations 2. Construction of server rooms 3. Construction of modular centers 4. Construction of office spaces 5. Construction of parking spaces 6. Installation of electrical equipment 7. Installation of generators 8. Installation of cooling systems 9. Installation of security and safety systems | Hyperscale Data Center | [5 empty] | Not Funded / Unconfirmed | Private | Amazon Web Services Inc
558366 | 558366 | 2026-02-02 11:57 | South Jeolla GoV – South Jeolla Province Data Centers Program – Jeollanam-do | South Jeolla GoV – South Jeolla Province Data Centers Program – Jeollanam-do | https://construction.globaldata.com/Projects/Overview/558366 | Planning | Program | 3740 | 2025 Q3 | 2027 Q4 | 2031 Q1 | Asia-Pacific | South Korea | Jeollanam-do |  |  |  | Commercial & Leisure | Data Center | Data Center |  | Low | New | Onshore | South Jeolla Province is planning to undertake the construction of a hyperscale AI data centers in South Jeolla Province, South Korea. The program involves the construction of two data centers with a consumption capacity of 500MW. It involves the construction of data halls, server rooms, meet-me rooms, and an administrative space, and the installation of generators, cooling systems, and safety and security systems. Out of two, one data center will be constructed in Jangseong County with a value of US$1,496 million and a consumption capacity of 200MW, and the second data center will be constructed in Gangjin County with a value of US$2,244 million and a consumption capacity of 300MW. The facility will be powered by renewable energy. In January 2026, South Jeolla Province signed a Memorandum of Understanding (MOU) with public and private organizations, including South Jeolla Province, Jangseong County, Gangjin County, KT, and Top Solar, KG Engineering, IPA, Eugene Investment & Securities, and Seed Investment Asset Management for the project development. Daewoo Engineering & Construction has been appointed as the design-build contractor. | 34.8707 | 126.9131 | The program involves the construction of two data centers with a consumption capacity of 500MW in Jangseong County, South Jeolla Province, South Korea. The US$3,740 million program includes the following: 1. Construction of data halls 2. Construction of server rooms 3. Construction of meet-me rooms 4. Construction of an administrative space 5. Installation of generators 6. Installation of cooling systems 7. Installation of safety and security systems | Green data center; Hyperscale Data Center | [5 empty] | Not Funded / Unconfirmed | Private | South Jeolla Province
558177 | 558366 | 2026-02-02 11:46 | South Jeolla GoV – Gangjin County Data Center – Jeollanam-do | South Jeolla GoV – South Jeolla Province Data Centers Program – Jeollanam-do | https://construction.globaldata.com/Projects/Overview/558177 | Planning | Parent | 2244 | 2025 Q3 | 2027 Q4 | 2031 Q1 | Asia-Pacific | South Korea | Jeollanam-do |  | Gangjin-gun |  | Commercial & Leisure | Data Center | Data Center |  | Medium | New | Onshore | South Jeolla Province is planning to undertake the construction of a hyperscale AI data center in Gangjin County, South Jeolla Province, South Korea. The project involves the construction of a data center with a consumption capacity of 300MW. It involves the construction of data halls, server rooms, meet-me rooms, and an administrative space, and the installation of generators, cooling systems, and safety and security systems. The facility will be powered by renewable energy. In January 2026, South Jeolla Province signed a Memorandum of Understanding (MOU) with public and private organizations, including South Jeolla Province, Jangseong County, Gangjin County, KT, and Top Solar, KG Engineering, IPA, Eugene Investment & Securities, and Seed Investment Asset Management for the project development. The project is a part of a massive AI data center campus planned by South Jeolla province and its partners, with a total power capacity of 500MW. Daewoo Engineering & Construction has been appointed as the design-build contractor. | 34.6419 | 126.767 | The project involves the construction of a data center with a consumption capacity of 300MW in Gangjin County, South Jeolla Province, South Korea. The US$2,244 million project includes the following: 1. Construction of data halls 2. Construction of server rooms 3. Construction of meet-me rooms 4. Construction of an administrative space 5. Installation of generators 6. Installation of cooling systems 7. Installation of safety and security systems | Green data center; Hyperscale Data Center |  |  | February 2026 - Planning activities are underway. January 2026 - South Jeolla signed a memorandum of understanding (MOU) with the public and private partners for the project development. Q3 2025 - South Jeolla Province announced plans for the construction of a data center in Gangjin County. | Project work on Schedule | 1 | Not Funded / Unconfirmed | Private | South Jeolla Province | Daewoo Engineering & Construction Co Ltd | Daewoo Engineering & Construction Co Ltd
557711 | 558366 | 2026-02-02 11:45 | South Jeolla GoV – Jangseong County Data Center – Jeollanam-do | South Jeolla GoV – South Jeolla Province Data Centers Program – Jeollanam-do | https://construction.globaldata.com/Projects/Overview/557711 | Planning | Parent | 1496 | 2025 Q3 | 2027 Q4 | 2031 Q1 | Asia-Pacific | South Korea | Jeollanam-do |  | Jangseong-gun, South Jeolla Province |  | Commercial & Leisure | Data Center | Data Center |  | Medium | New | Onshore | South Jeolla Province is planning to undertake the construction of a hyperscale AI data center in Jangseong County, South Jeolla Province, South Korea. The project involves the construction of a data center with a consumption capacity of 200MW. It involves the construction of data halls, server rooms, meet-me rooms, and an administrative space, and the installation of generators, cooling systems, and safety and security systems. The facility will be powered by renewable energy. In January 2026, South Jeolla Province signed a Memorandum of Understanding (MOU) with public and private organizations, including South Jeolla Province, Jangseong County, Gangjin County, KT, and Top Solar, KG Engineering, IPA, Eugene Investment & Securities, and Seed Investment Asset Management for the project development. The project is a part of a massive AI data center campus planned by South Jeolla Province and its partners, with a total power capacity of 500MW. Daewoo Engineering & Construction has been appointed as the design-build contractor. | 35.3017 | 126.7844 | The project involves the construction of a data center with a consumption capacity of 200MW in Jangseong County, South Jeolla Province, South Korea. The US$1,496 million project includes the following: 1. Construction of data halls 2. Construction of server rooms 3. Construction of meet-me rooms 4. Construction of an administrative space 5. Installation of generators 6. Installation of cooling systems 7. Installation of safety and security systems | Green data center; Hyperscale Data Center |  |  | February 2026 - Planning activities are underway. January 2026 - South Jeolla signed a memorandum of understanding (MOU) with the public and private partners for the project development. Q3 2025 - South Jeolla Province announced plans for the construction of a data center in Jangseong County. | Project work on Schedule | 1 | Not Funded / Unconfirmed | Private | South Jeolla Province | Daewoo Engineering & Construction Co Ltd | Daewoo Engineering & Construction Co Ltd
558237 | 558237 | 2026-02-02 11:32 | SC Zeus Data Centres/ Tokyo Tatemono – Nanko Data Center – Osaka | SC Zeus Data Centres/ Tokyo Tatemono – Nanko Data Center – Osaka | https://construction.globaldata.com/Projects/Overview/558237 | Planning | Parent | 653 | 2025 Q4 | 2027 Q1 | 2028 Q4 | Asia-Pacific | Japan | Osaka | Osaka | Nanko area in Suminoe Ward. | 559-0034 | Commercial & Leisure | Data Center | Data Center |  | Medium | New | Onshore | SC Zeus Data Centres Pte Ltd and Tokyo Tatemono Co Ltd are planning to build a hyperscale data center in the Nanko area, Suminoe Ward in Osaka, Japan. The project involves the construction of a data center campus with a consumption capacity of 25MW. It includes the construction of data halls, a substation, and meet-me rooms, and the installation of racks and safety and security systems. SC Zeus will undertake planning and design of the data center and its equipment. The construction works are scheduled to be completed in 2028. | 34.6229 | 135.4757 | The project involves the construction of a data center campus with a consumption capacity of 25MW in the Nanko area, Suminoe Ward in Osaka, Japan. The US$653 million project includes the following: 1. Construction of data halls 2. Construction of meet-me rooms 3. Construction of a substation 4. Construction of parking spaces 5. Installation of racks 6. Installation of generators 7. Installation of the cooling system 8. Installation of safety and security systems | Hyperscale Data Center |  |  | February 2026 - The project is in the early stages of planning. Q4 2025 - SC Zeus Data Centres Pte Ltd and Tokyo Tatemono Co Ltd announced plans to build a data center in Japan. | Project work on Schedule | 1 | Not Funded / Unconfirmed | Private | SC Zeus Data Centres Pte Ltd;Tokyo Tatemono Co Ltd
558350 | 558350 | 2026-02-02 11:24 | Ubitus – Maizuru City AI Data Center – Kyoto | Ubitus – Maizuru City AI Data Center – Kyoto | https://construction.globaldata.com/Projects/Overview/558350 | Planning | Parent | 118 | 2025 Q3 | 2026 Q4 | 2029 Q4 | Asia-Pacific | Japan | Kyoto | Maizuru | Taira Industrial Park | 625-0000 | Commercial & Leisure | Data Center | Data Center |  | Medium | New | Onshore | Ubitus KK is planning to build an AI data center campus at Taira Industrial Park in Maizuru City, Kyoto, Japan. The project involves the construction of a colocation data center campus on 2.3ha of land. It will be developed in two phases. It includes the construction of data halls, a substation, and meet-me rooms, and the installation of racks and safety and security systems. The facility will utilize Nvidia's Blackwell GPU architecture. In January 2026, Maizuru City and Ubitus signed a location agreement to build an AI data center. The construction works for the first phase are scheduled to commence in 2026 and be completed in 2027. | 35.5151 | 135.4004 | The project involves the construction of a data center campus on 2.3ha of land at Taira Industrial Park in Maizuru City, Kyoto, Japan. The US$118 million project includes the following: 1. Construction of data halls 2. Construction of meet-me rooms 3. Construction of a substation 4. Construction of parking spaces 5. Installation of racks 6. Installation of generators 7. Installation of the cooling system 8. Installation of safety and security systems | Colocation Data Center |  |  | February 2026 - The project is in the early stages of planning. Q3 2025 - Ubitus K.K. announced plans to build a data center in Japan. | Project work on Schedule | 1 | Not Funded / Unconfirmed | Private | Ubitus KK |  |  | NVIDIA Corp
558294 | 558294 | 2026-02-02 10:19 | CloudHQ – Ashburn LC8 Data Center – Virginia | CloudHQ – Ashburn LC8 Data Center – Virginia | https://construction.globaldata.com/Projects/Overview/558294 | Design | Parent | 62 | 2022 Q2 | 2026 Q4 | 2029 Q4 | North America | United States | Virginia | Ashburn |  | 20147 | Commercial & Leisure | Data Center | Data Center |  | High | New | Onshore | CloudHQ is planning to undertake the construction of a colocation data center at 22190 Loudoun County Parkway, Ashburn, Virginia, the US. The project involves the construction of a two-storey data center with a consumption capacity of 96MW on 39ha of land. It includes the construction of data halls with racks, meeting rooms, office space, storage facilities and parking facilities, and the installation of power and cooling systems, safety and security systems. The facility will use a high-efficiency air-cooled chiller cooling system. Corgan Associates has been appointed as an architect, Gordon as a civil engineer, and Holder Construction Co. as a main contractor. | 39.0437 | -77.4875 | The project involves the construction of a two-storey data center with a consumption capacity of 96MW on 39ha of land in Loudoun County, Ashburn, the US. The US$62 million project includes the following: 1. Construction of data halls with racks 2. Construction of meeting rooms 3. Construction of office space 4. Construction of storage facilities 5. Construction of parking facilities 6. Installation of power and cooling systems 7. Installation of safety and security systems | Colocation Data Center |  |  | February 2026 - The design activities are underway. October 14, 2025 - The project received building permit. January 2023 - The land development application review process is underway. June 2022 - CloudHQ has submitted the land development application. Q2 2022 - CloudHQ has announced plans to build a data center in Ashburn, Virginia. | No Major Development | 0 | Not Funded / Unconfirmed | Private | CloudHQ LLC | Holder Construction Co | Corgan Associates Inc | Gordon
558249 | 558249 | 2026-02-02 09:53 | Yido – Cheongna Data Center – Incheon | Yido – Cheongna Data Center – Incheon | https://construction.globaldata.com/Projects/Overview/558249 | Planning | Parent | 150 | 2025 Q4 | 2027 Q3 | 2030 Q4 | Asia-Pacific | South Korea | Incheon | Incheon | Cheongna International City | 22742 | Commercial & Leisure | Data Center | Data Center |  | Medium | New | Onshore | Yido Co. Ltd. (YIDO) is planning to construct a colocation data center in Seo-gu, Incheon, South Korea. The project involves the construction of a data center with a capacity of 50MW. It includes the construction of server rooms, data halls, meeting rooms, administrative space, parking facilities, and the installation of cooling systems, safety and security systems. The project is preparing for full-scale project financing. | 37.4565 | 126.7052 | The project involves the construction of a data center with a capacity of 50MW in Cheongna International City, Seo-gu, Incheon, South Korea. The US$150 million project includes the following: 1. Construction of server rooms 2. Construction of data halls 3. Construction of meeting rooms 4. Construction of administrative space 5. Construction of parking facilities 6. Installation of cooling systems 7. Installation of safety and security systems | Colocation Data Center |  |  | February 2026 - The project is in early stages of development. Q4 2025 - YIDO announced pans to build a data center in Incheon. | No Major Development | 0 | Not Funded / Unconfirmed | Private | Yido Co., Ltd.
558110 | 558110 | 2026-02-02 09:36 | Namyangju Maseok – Namyangju Maseok X-AI Smart Energy Data Center – Gyeonggi-do | Namyangju Maseok – Namyangju Maseok X-AI Smart Energy Data Center – Gyeonggi-do | https://construction.globaldata.com/Projects/Overview/558110 | Planning | Parent | 690 | 2026 Q1 | 2027 Q3 | 2029 Q4 | Asia-Pacific | South Korea | Gyeonggi-do | Namyangju | Hwado-eup |  | Commercial & Leisure | Data Center | Data Center |  | Medium | New | Onshore | Namyangju Maseok IDC Co., Ltd. is planning to build an AI colocation data center in the Dapnae-ri area of Hwado-eup, Namyangju City, Gyeonggi Province, South Korea. The project involves the construction of a 37,000m2 data center with a consumption capacity of 60MW on 4.5ha of land. It includes the construction of server rooms, control rooms, an administrative space, meeting rooms, storage space, distribution rooms, parking facilities, the installation of servers, electrical equipment, safety and security systems, cooling systems, and lighting systems. The first 10 MW will be allocated as dedicated space for AI startup support through an "OpenLAP" (Open AI Testing and Collaboration Platform) model. Construction works are scheduled to be completed by 2029. | 37.6367 | 127.2142 | The project involves the construction of the 'Namyangju Maseok X-AI Smart Energy Data Center' in the Dapnae-ri area of Hwado-eup, Namyangju City, Gyeonggi Province, South Korea. The US$690 million project includes the following: 1. Construction of server rooms 2. Construction of control rooms 3. Construction of an administrative space 4. Construction of meeting rooms 5. Construction of storage space 6. Construction of distribution rooms 7. Construction of parking facilities 8. Installation of servers 9. Installation of electrical equipment 10. Installation of safety and security systems 11. Installation of cooling systems | Artificial Intelligence; Colocation Data Center |  |  | February 2026 - Namyangju Maseok IDC Co., Ltd signed a memorandum of understanding with the Namyangju City to develop the project. January 2026 - Namyangju Maseok IDC announced plans to build data center in Hwado-eup, Namyangju, South Korea. | Project work on Schedule | 1 | Not Funded / Unconfirmed | Private | Namyangju Maseok IDC Co Ltd
411014 | 411014 | 2026-02-02 06:42 | AT TOKYO Corp/ Secom Home Life/ TIS INTEC Grp/ Tokyo Electric Power – Tokyo Data Center – Tokyo | AT TOKYO Corp/ Secom Home Life/ TIS INTEC Grp/ Tokyo Electric Power – Tokyo Data Center – Tokyo | https://construction.globaldata.com/Projects/Overview/411014 | Planning | Parent | 100 | 2023 Q1 | 2027 Q3 | 2029 Q4 | Asia-Pacific | Japan | Tokyo |  |  |  | Commercial & Leisure | Data Center | Data Center |  | Low | New | Onshore | AT TOKYO Co., Ltd. (@ Tokyo), Tokyo Electric Power Company (Tepco), Japanese security firm Secom, and IT consultancy Intec. are planning to build a data center in Tokyo, Japan. The project involves the construction of a data center with a consumption capacity of 25MW. It includes the construction of server rooms, meeting rooms, administrative facilities, office space, storage facilities, and parking facilities, and the installation of related equipment and cooling systems. | 35.6833 | 139.7667 | The project involves the construction of a data center with a consumption capacity of 25MW in Tokyo, Japan. The US$100 million project includes the following: 1. Construction of server rooms 2. Construction of administrative facilities 3. Construction of distribution rooms 4. Construction of an office space 5. Construction of a cafeteria 6. Construction of parking facilities 7. Installation of equipment 8. Installation of safety and security systems | Heating, ventilation and air conditioning (HVAC) | A data center is planned to be built in Tokyo. |  | February 2026 - Planning activities are underway. March 2025 - We have not been able to obtain further updates on this project. We have retained the same project stage and amended the key dates accordingly. We will update the profile as soon as we obtain any new information. April 22, 2024 - We have not been able to obtain further updates on this project. We have retained the same project stage and amended the key dates accordingly. We will update the profile as soon as we obtain any new information. June 2023 - Planning activities are underway. Q1 2023 - AT TOKYO, Tepco, Secom, and Intec has announced plans to build of a new data center in Tokyo. | No Major Development | 0 | Not Funded / Unconfirmed | Private | AT TOKYO Corporation;Secom Home Life Co., Ltd.;TIS INTEC Group;Tokyo Electric Power Co Holdings Inc
509611 | 509611 | 2026-02-01 18:07 | Bitzero Blockchain – Norway 1 Data Center Expansion – Sor-Trondelag | Bitzero Blockchain – Norway 1 Data Center Expansion – Sor-Trondelag | https://construction.globaldata.com/Projects/Overview/509611 | Execution | Parent | 720 | 2024 Q1 | 2025 Q2 | 2027 Q4 | Europe | Norway | Sor-Trondelag | Trondheim | Namsskogan | 7890 | Commercial & Leisure | Data Center | Data Center |  |  | New | Onshore | Bitzero Blockchain Inc. is undertaking the expansion of a colocation data center in Namsskogan, Trondheim Municipality, Sor-Trondelag, Norway. The project involves the expansion of a 50,000m2 data center. It includes the construction of server rooms, meeting rooms, and administrative spaces, and the installation of cooling systems, as well as safety and security systems. The facility is committed to operating on 100% renewable energy, mostly from hydroelectric and low-carbon energy sources, and utilizes a free air cooling system. This expansion will be developed in two phases: Phase 1 will expand the current capacity of 40MW to 110MW, and Phase 2 will expand from 110MW to 315MW. | 64.8084 | 12.4133 | The project involves the expansion of a 50,000m2 data center in Namsskogan, Trondheim Municipality, Sor-Trondelag, Norway. The US$720 million project includes the following: 1. Construction of server rooms 2. Construction of meeting rooms 3. Construction of an administrative space 4. Installation of cooling systems 5. Installation of generators and inverters 6. Installation of safety and security systems | Colocation Data Center; Green data center; Heating, ventilation and air conditioning (HVAC); Wood Cladding |  |  | January 2026 - Construction activities are underway. June 2025 - Construction works commenced. Q1 2024 - Bitzero Blockchain Inc announced plans to expand a data center in Namsskogan. | Project work on Schedule | 1 | Not Funded / Unconfirmed | Private | Bitzero Blockchain Inc
445299 | 445299 | 2026-02-01 16:57 | LG Uplus – Paju Hyperscale AI Data Center – Gyeonggi-do | LG Uplus – Paju Hyperscale AI Data Center – Gyeonggi-do | https://construction.globaldata.com/Projects/Overview/445299 | Execution | Parent | 431 | 2023 Q1 | 2025 Q2 | 2027 Q2 | Asia-Pacific | South Korea | Gyeonggi-do |  | 245 LG-ro, Wollong-myeon, Paju-si | 10845 | Commercial & Leisure | Data Center | Data Center |  |  | New | Onshore | LG Uplus Corp (LG Uplus) is undertaking the construction of a hyperscale data center at 245 LG-ro, Wollong-myeon, Paju-si, Gyeonggi Province, South Korea. The project involves the construction of a 73,712m2 hyperscale AI data center. It includes the construction of server rooms with racks, control rooms, server rooms, an administrative space, storage space, distribution rooms, and the installation of generators, air conditioning, safety and security systems. The project will accommodate more than 100,000 servers and use liquid and immersion cooling technology for the development of the project. Construction works are expected to be completed by 2027. | 37.8121 | 126.7601 | The project involves the construction of a 73,712m2 hyperscale AI data center at 245 LG-ro, Wollong-myeon, Paju-si, Gyeonggi Province, South Korea. The US$431 million project includes the following: 1. Construction of server rooms with racks 2. Construction of control rooms 3. Construction of server rooms 4. Construction of an administrative space 5. Construction of storage space 6. Construction of distribution rooms 7. Installation of generators 8. Installation of equipment 9. Installation of advanced cooling systems 10. Installation of safety and security systems | Artificial Intelligence; Heating, ventilation and air conditioning (HVAC); Hyperscale Data Center |  |  | January 2026 - Construction activities are underway. June 2025 - Construction works are commenced. May 2025 - Planning activities are underway. March 2025 - Planning activities are underway. May 2024 - Planning activities are underway. Q1 2023 - LG Uplus annouced plans to build a hyper-scale data center in Paju City. | Project work on Schedule | 1 | Not Funded / Unconfirmed | Private | LG Uplus Corp
492202 | 492202 | 2026-02-01 03:53 | MOKESME/ MoPIC – Akid Lotfi AI Data Center – Oran | MOKESME/ MoPIC – Akid Lotfi AI Data Center – Oran | https://construction.globaldata.com/Projects/Overview/492202 | Execution | Parent | 100 | 2022 Q4 | 2025 Q1 | 2028 Q4 | Middle East and Africa | Algeria | Oran | Oran |  |  | Commercial & Leisure | Data Center | Data Center |  |  | New | Onshore | Ministry of Post and Telecommunications, Algeria and Ministry of Knowledge Economy Startups and Micro Enterprises are undertaking the construction of AI-Dedicated Data Center in Oran, Algeria. The project involves the construction of a data center building. It also includes the construction of an administrative space, parking facilities, associated facilities, installation of HVAC, installation of power systems, and installation of safety and security systems. In April 2025, Construction works have commenced and we are in the process of identifying the main contractor. | 35.6911 | -0.64167 | Ministry of Post and Telecommunications, Algeria and Ministry of Knowledge Economy Startups and Micro Enterprises are undertaking the construction of AI-dedicated data Center in Oran, Algeria. The US$100 million project includes the following: 1. Construction of data center 2. Construction of an administrative space 3. Construction of parking facilities 4. Construction of associated facilities 5. Installation of HVAC 6. Installation of power systems 7. Installation of safety and security system | Heating, ventilation and air conditioning (HVAC) | A data center is being built in oran. The country has said it expects AI to contribute seven percent to its GDP by 2027. |  | February 2026 - We have not been able to obtain further updates on this project. We have retained the same project stage and amended the key dates accordingly. We will update the profile as soon as we obtain any new information. April 04, 2025 - Construction works have commenced and we are in the process of identifying the main contractor. | Information Unavailable |  | Not Funded / Unconfirmed | Public | Ministry of Knowledge Economy Startups and Micro Enterprises;Ministry of Post and Telecommunications, Algeria
557850 | 557850 | 2026-01-30 18:50 | AWS – Lofty Road Data Center – Pennsylvania | AWS – Lofty Road Data Center – Pennsylvania | https://construction.globaldata.com/Projects/Overview/557850 | Planning | Parent | 750 | 2025 Q4 | 2028 Q1 | 2030 Q4 | North America | United States | Pennsylvania |  | Lofty Road in Kline Township |  | Commercial & Leisure | Data Center | Data Center |  | Medium | New | Onshore | Amazon Web Services (AWS) is planning to build a hyperscale data center off Lofty Road in Kline Township, Pennsylvania, the US. The project involves the construction of a 10-building, 232,258m2 data center campus on 140ha of land. It includes the construction of data halls, meet-me rooms, server rooms, a substation and the installation of generators and uninterruptible power supply (UPS) units, cooling systems and safety and security systems. The data center will store and process information for all services that use the AWS cloud computing platform, including the Amazon store and Prime Video. It will be equipped with reliable uninterruptible power supply (UPS) units and generators for backup power systems. It also features an advanced cooling system, ensuring optimal performance and efficiency with maximum reliability. Amazon bought the 140ha of land in 2025 for US$178 million. The property was previously due to house a 278,709m2 warehouse development for Brewster Development Co. The project will create 300 full-time jobs per building. | 40.8821 | -76.0182 | The project involves the construction of a 10-building, 232,258m2 data center campus on 140ha of land in Kline Township, Pennsylvania, the US. The US$750 million project includes the following: 1. Construction of data halls 2. Construction of server rooms 3. Construction of a substation 4. Installation of generators and uninterruptible power supply (UPS) units 5. Installation of the cooling system 6. Installation of safety and security systems | Hyperscale Data Center |  |  | January 2026 - Planning activities are underway. Q4 2025 - Amazon Web Services announced plans to build a data center in Kline Township, Pennsylvania. | Project work on Schedule | 1 | Not Funded / Unconfirmed | Private | Amazon Web Services Inc
448173 | 132808 | 2026-01-30 18:44 | Konza Tech Dev Auth – Konza Techno City: New Data Center – Nairobi Area | Konza Tech Dev Auth – Nairobi Konza Technology City Program – Nairobi Area | https://construction.globaldata.com/Projects/Overview/448173 | Construction Complete | Parent | 39 | 2023 Q1 | 2024 Q4 | 2026 Q1 | Middle East and Africa | Kenya | Nairobi Area | Nairobi |  |  | Commercial & Leisure | Data Center | Data Center |  |  | New | Onshore | The Konza Technopolis Development Authority (KOTDA) has undertaken the construction of a new data center in Konza, Kenya. The project involves the construction of a data center. It also includes the construction of an administrative space, installation of electrical equipment, power systems, installation of safety and security system, and associated facilities. In May 2024, the project is in the initial stage of development. Huawei Technologies Co Ltd has been appointed as the main contractor, and construction works are progressing on the project. Construction works are progressing on the project. The project is complete. | -1.2833 | 36.8167 | The Konza Technopolis Development Authority (KOTDA) has undertaken the construction of a new data center in Konza, Kenya. The US$39 million project includes the following: 1. Construction of a data center building 2. Construction of an administrative space 3. Installation of electrical equipment 4. Installation of power systems 5. Installation of the safety and security system 6. Construction of associated facilities |  | A new data center was developed in Konza. |  | January 2026 - The project is complete. April 2025 - Construction works are progressing on the project. October 2024 - Huawei Technologies Co Ltd has been appointed as the main contractor, and construction works are progressing on the project. June 29, 2024 - The project is in initial stage of development. | Construction Completed | 5 | Not Funded / Unconfirmed | Public | Konza Technopolis Development Authority | Huawei Technologies Co Ltd
558192 | 558192 | 2026-01-30 18:40 | atNorth – SWE02 Data Center – Stockholm | atNorth – SWE02 Data Center – Stockholm | https://construction.globaldata.com/Projects/Overview/558192 | Planning | Parent | 180 | 2025 Q4 | 2026 Q3 | 2027 Q4 | Europe | Sweden | Stockholm | Stockholm |  |  | Commercial & Leisure | Data Center | Data Center |  | Medium | New | Onshore | atNorth is planning to undertake the construction of a colocation data center in Kista, Stockholm, Sweden. The project involves the construction of a 15,000m2 data center with a consumption capacity of 30MW on 1.5ha of land. It includes the construction of data halls, meet-me rooms, server rooms, a substation and the installation of generators and uninterruptible power supply (UPS) units, cooling systems and safety and security systems. The facility will use renewable energy powered by Stockholm Exergi through N+1 power distribution. It will use chilled water systems with N+1 redundancy in combination of modern mechanical cooling systems, modular compressors with free cooling capabilities, N+1 CRAH units and direct Liquid Cooling. It will be equipped with uninterruptible power supply (UPS) units and fuel generators for backup power systems. Construction is scheduled to be completed by the fourth quarter of 2027. | 59.3326 | 18.0649 | The project involves the construction of a 15,000m2 data center with a consumption capacity of 30MW on 1.5ha of land in Kista, Stockholm, Sweden. The US$180 million project includes the following: 1. Construction of data halls 2. Construction of server rooms 3. Construction of a substation 4. Installation of generators and uninterruptible power supply (UPS) units 5. Installation of the cooling system 6. Installation of safety and security systems | Colocation Data Center; Green data center |  |  | January 2026 - Planning activities are underway. Q4 2025 - atNorth announced plans to build a data center in Stockholm. | Project work on Schedule | 1 | Not Funded / Unconfirmed | Private | atNorth ehf
558181 | 558181 | 2026-01-30 17:14 | KAM – K Square Data Center Uijeongbu – Gyeonggi-do | KAM – K Square Data Center Uijeongbu – Gyeonggi-do | https://construction.globaldata.com/Projects/Overview/558181 | Planning | Parent | 700 | 2025 Q4 | 2027 Q2 | 2030 Q4 | Asia-Pacific | South Korea | Gyeonggi-do | Uijeongbu-si | 805 block of Sangok-dong | 11799 | Commercial & Leisure | Data Center | Data Center |  | Medium | New | Onshore | Koramco Asset Management is planning to undertake the construction of a hyperscale data center in the 805 block of Sangok-dong, Uijeongbu, South Korea. The project involves the construction of an 82,600m2, two data center buildings with a consumption capacity of 100MW on 3.80ha of land. It involves the construction of data halls, server rooms, meet-me rooms, and an administrative space, and the installation of generators, cooling systems, and safety and security systems. The facility will use a liquid cooling system. Construction is scheduled to commence in 2027 and is expected to be completed in 2030. | 37.7212 | 127.1081 | The project involves the construction of an 82,600m2, two data center buildings with a consumption capacity of 100MW on 3.80ha of land in Uijeongbu, South Korea. The US$700 million project includes the following: 1. Construction of data halls 2. Construction of server rooms 3. Construction of meet-me rooms 4. Construction of an administrative space 5. Installation of generators 6. Installation of cooling systems 7. Installation of safety and security systems. | Hyperscale Data Center |  |  | January 2026 - Planning activities are underway. Q4 2025 - Koramco Asset Management announced plans for the construction of a data center in Uijeongbu. | Project work on Schedule | 1 | Not Funded / Unconfirmed | Private | Koramco Asset Management Co., Ltd.
448332 | 448328 | 2026-01-30 16:58 | Prime DCS – DFW04 Data Center Campus: Building III – Texas | Prime DCS – DFW04 Data Center Campus – Texas | https://construction.globaldata.com/Projects/Overview/448332 | Planning | Sub | 495 | 2024 Q1 | 2027 Q2 | 2030 Q2 | North America | United States | Texas | Fort Worth | Aledo Road & Chapin School Road. | 76126 | Commercial & Leisure | Data Center | Data Center |  | Low | New | Onshore | Prime Data Centers is planning to construct a data center in Fort Worth, Texas, the US. The project involves the construction of a 48MW, 24,805m2 two-story data center building. It includes the construction of an administrative space, server rooms, a storage facility, and the installation of machinery and safety and security systems. Gensler is appointed as the architect. | 32.6787 | -97.499 | The project involves the construction of a 48MW, 24,805m2 two-story data center building in Fort Worth, Texas, the US. The US$495 million project includes the following: 1. Construction of an administrative space 2. Construction of server rooms 3. Construction of a storage facility 4. Installation of machinery 5. Installation of safety and security systems | Heating, ventilation and air conditioning (HVAC); Tier 3 Data Center |  |  | January 2026 - Planning activities are underway. June 04, 2025 - We have not been able to obtain further updates on this project. We have retained the same project stage and amended the key dates accordingly. We will update the profile as soon as we obtain any new information. June 2024 - Planning activities are underway. Q1 2024 - Prime Data Center announced plans to build a data center in Fort Worth. | No Major Development | 0 | Not Funded / Unconfirmed | Private | Prime Data Centers LLC |  | M. Arthur Gensler Jr. & Associates Inc
448331 | 448328 | 2026-01-30 16:55 | Prime DCS – DFW04 Data Center Campus: Building II – Texas | Prime DCS – DFW04 Data Center Campus – Texas | https://construction.globaldata.com/Projects/Overview/448331 | Planning | Sub | 545 | 2024 Q1 | 2027 Q4 | 2031 Q1 | North America | United States | Texas | Fort Worth | Aledo Road & Chapin School Road. | 76126 | Commercial & Leisure | Data Center | Data Center |  | Low | New | Onshore | Prime Data Centers is planning to construct a data center in Fort Worth, Texas, the US. The project involves the construction of a 48MW, 24,805m2 two-story data center building. It includes the construction of an administrative space, server rooms, a storage facility, and the installation of machinery and safety and security systems. Gensler is appointed as the architect. | 32.6787 | -97.499 | The project involves the construction of a 48MW, 24,805m2 two-story data center building in Fort Worth, Texas, the US. The US$545 million project includes the following: 1. Construction of an administrative space 2. Construction of server rooms 3. Construction of a storage facility 4. Installation of machinery 5. Installation of safety and security systems | Heating, ventilation and air conditioning (HVAC); Tier 3 Data Center |  |  | January 2026 - Planning activities are underway. June 04, 2025 - We have not been able to obtain further updates on this project. We have retained the same project stage and amended the key dates accordingly. We will update the profile as soon as we obtain any new information. June 2024 - Planning activities are underway. Q1 2024 - Prime Data Center announced plans to build a data center in Fort Worth. | No Major Development | 0 | Not Funded / Unconfirmed | Private | Prime Data Centers LLC |  | M. Arthur Gensler Jr. & Associates Inc
448330 | 448328 | 2026-01-30 16:54 | Prime DCS – DFW04 Data Center Campus: Building I – Texas | Prime DCS – DFW04 Data Center Campus – Texas | https://construction.globaldata.com/Projects/Overview/448330 | Execution | Sub | 545 | 2024 Q1 | 2024 Q3 | 2026 Q3 | North America | United States | Texas | Fort Worth | Aledo Road & Chapin School Road. | 76126 | Commercial & Leisure | Data Center | Data Center |  |  | New | Onshore | Prime Data Centers is undertaking the construction of a data center in Fort Worth, Texas, the US. The project involves the construction of a 48MW, 24,805m2 two-story data center building. It includes the construction of an administrative space, server rooms, a storage facility, and the installation of machinery and safety and security systems. Gensler is appointed as the architect. In September 2024, construction work commenced. | 32.6787 | -97.499 | The project involves the construction of a 48MW, 24,805m2 two-story data center building in Fort Worth, Texas, the US. The US$545 million project includes the following: 1. Construction of an administrative space 2. Construction of server rooms 3. Construction of a storage facility 4. Installation of machinery 5. Installation of safety and security systems | Heating, ventilation and air conditioning (HVAC) |  |  | January 2026 - Construction work is underway. September 2024 - Construction work commenced. June 2024 - Planning activities are underway. Q1 2024 - Prime Data Center announced plans to build a data center in Fort Worth. | Project work on Schedule | 1 | Not Funded / Unconfirmed | Private | Prime Data Centers LLC |  | M. Arthur Gensler Jr. & Associates Inc
448328 | 448328 | 2026-01-30 16:53 | Prime DCS – DFW04 Data Center Campus – Texas | Prime DCS – DFW04 Data Center Campus – Texas | https://construction.globaldata.com/Projects/Overview/448328 | Execution | Parent | 1635 | 2024 Q1 | 2024 Q3 | 2030 Q4 | North America | United States | Texas | Fort Worth | Aledo Road & Chapin School Road. | 76126 | Commercial & Leisure | Data Center | Data Center |  |  | New | Onshore | Prime Data Centers is undertaking the construction of a data center campus in Fort Worth, Texas, the US. The project involves the construction of a 74,415m2 data center campus on 7.6ha of land. It includes the construction of a 24,805m2 two-story building I, a 24,805m2 two-story building II, a 24,805m2 two-story building III, server rooms, a storage facility, and the installation of 3MW back-up generators and safety and security systems. Each building will have a capacity of 48MW. Gensler is appointed as the architect. In September 2024, construction work commenced. | 32.6787 | -97.499 | The project involves the construction of a 74,415m2 data center campus on 7.6ha of land Fort Worth, Texas, the US. The US$1,635 million project includes the following: 1. Construction of a 24,805m2 two-story building I 2. Construction of a 24,805m2 two-story building II 3. Construction of a 24,805m2 two-story building III 4. Construction of server rooms 5. Construction of a storage facility 6. Installation of 3MW back-up generators 7. Installation of safety and security systems | Heating, ventilation and air conditioning (HVAC) |  |  | January 2026 - Construction work is underway. September 2024 - Construction work commenced. June 2024 - Planning activities are underway. Q1 2024 - Prime Data Center announced plans to build a data center in Fort Worth. | Project Ownership changed | 0 | Not Funded / Unconfirmed | Private | Prime Data Centers LLC |  | M. Arthur Gensler Jr. & Associates Inc
524096 | 524096 | 2026-01-30 15:52 | Tusass – Nuuk Data Center – Sermersooq | Tusass – Nuuk Data Center – Sermersooq | https://construction.globaldata.com/Projects/Overview/524096 | Execution | Parent | 21 | 2023 Q1 | 2025 Q1 | 2027 Q4 | North America | Greenland | Sermersooq | Nuuk | Farip Aqqutaa 8 Nuuk GL, Farip Aqqutaa 8 | 3900 | Commercial & Leisure | Data Center | Data Center |  |  | New | Onshore | Tusass A/S is undertaking the construction of a Tier III colocation data center in Qinngorput area, Nuuk, Sermersooq, Greenland. The project involves the construction of a data center. It includes data halls, racks, conference rooms, break rooms, computer rooms, meet-me rooms, server rooms and parking spaces, and the installation of safety and security systems. The facility is committed to operating on 100% renewable energy. It utilizes a free cooling system. It will have UPS and a diesel generator for power backup. Permagreen Gronland A/S has been appointed as a main contractor, Polar El AS as an electrical engineer, HJ TEK AS as a plumbing consultant, PM Energi AS and Scanpotec ApS as electrical equipment supply contractors, COWI AS as a consultant, Arkitema KS and Masanti Danmark ApS as design consultants. The construction works commenced in March 2025 and scheduled to be completed in 2027. | 64.1825 | -51.7352 | The project involves the construction of a data center Qinngorput area, Nuuk, Sermersooq, Greenland. The US$21 million project includes the following: 1. Construction of data halls 2. Construction of conference rooms 3. Construction of break rooms 4. Construction of server rooms 5. Construction of a substation 6. Construction of meet-me rooms 7. Construction of parking spaces 8. Installation of UPS/generators 9. Installation of safety and security systems | Colocation Data Center; Green data center; Tier 3 Data Center |  |  | January 2026 - Construction works are underway. July 2025 - Construction works are underway. March 2025 - Construction works commenced. Q1 2024 - Tusass announced plans to build a data center in Greenland. | Project work on Schedule | 1 | Not Funded / Unconfirmed | Private | Tusass A/S | Permagreen Gronland A/S | Arkitema KS;Masanti Danmark ApS | COWI Holding AS;HJ TEK AS;Polar El AS
505435 | 505435 | 2026-01-30 15:51 | RackBank – Nava Raipur CEN1 AI Data Center – Chhattisgarh | RackBank – Nava Raipur CEN1 AI Data Center – Chhattisgarh | https://construction.globaldata.com/Projects/Overview/505435 | Execution | Parent | 355 | 2024 Q2 | 2025 Q2 | 2030 Q4 | Asia-Pacific | India | Chhattisgarh | Raipur | Sector-22, Nava Raipur | 492015 | Commercial & Leisure | Data Center | Data Center |  |  | New | Onshore | RackBank Datacenters Pvt Ltd is undertaking the construction of a Tier-III colocation data center at Sector-22 in Nava Raipur, Chhattisgarh, India. The project includes the construction of a data center with a total consumption capacity of 160MW on 5.4ha area of land. It includes the construction of server rooms with racks, control rooms, an administrative space, storage space, meet-me rooms, and the installation of generators, air conditioning, safety, and security systems. The first phase involves the construction of an 80MW data center with an initial investment of US$118 million, and scalable to 160MW over five years. The power source for the project is 100% renewable energy and to secure certification from the Indian Green Building Council. The project uses direct-to-chip liquid cooling technology and a Varuna liquid immersion cooling system, maintaining PUE of 1.1–1.3 while enabling extreme density Artificial Intelligence (AI) computing, and will support 100,000 graphics processing units (GPUs) and will have flexible rack density options ranging from 80kW to 200kW per rack. The project will create 500 direct and 1,500 indirect jobs. Construction works on the first 5MW data hall of the first phase completed in May 2025. | 21.17 | 81.7476 | The project includes the construction of a data center with a consumption capacity of 160MW on 5.4ha of land in Chhattisgarh, India. The US$355 million project includes the following: 1. Construction of server rooms with racks 2. Construction of control rooms 3. Construction of an administrative space 4. Construction of storage space 5. Construction of meet-me rooms 6. Installation of generators 7. Installation of equipment 8. Installation of advanced cooling systems 9. Installation of safety and security systems | Colocation Data Center; Green data center; Heating, ventilation and air conditioning (HVAC); Tier 3 Data Center |  |  | January 2026 - Construction activities are underway. July 2025 - Construction activities are underway. May 03, 2025 - Ground breaking ceremony was held on the first phase of the project, marking the start of construction. Q2 2024 - RackBank announced plans to build a data center in Nava Raipur. | Project work on Schedule | 1 | Not Funded / Unconfirmed | Private | RackBank Datacenters Pvt Ltd
505461 | 505435 | 2026-01-30 15:51 | RackBank – Nava Raipur CEN1 AI Data Center: Phase 1 – Chhattisgarh | RackBank – Nava Raipur CEN1 AI Data Center – Chhattisgarh | https://construction.globaldata.com/Projects/Overview/505461 | Execution | Sub | 118 | 2024 Q2 | 2025 Q2 | 2026 Q4 | Asia-Pacific | India | Chhattisgarh | Raipur | Sector-22, Nava Raipur | 492015 | Commercial & Leisure | Data Center | Data Center |  |  | New | Onshore | RackBank Datacenters Pvt Ltd is undertaking the construction of an AI Tier-III colocation data center at Sector-22, Nava Raipur, Chhattisgarh, India. The project includes the construction of an AI colocation data center with a capacity of 80MW. It includes the construction of server rooms with racks, control rooms, an administrative space, storage space, meet-me rooms, and the installation of generators, air conditioning, safety and security systems. The power source for the project is 100% renewable energy and is in the process of securing certification from the Indian Green Building Council. The project uses direct-to-chip liquid cooling technology and a Varuna liquid immersion cooling system, which optimises power usage and enhances energy efficiency, reducing cooling costs by up to 70%. It will support 100,000 graphics processing units (GPUs) and will have flexible rack density options ranging from 80 kW to 200 kW per rack. Upon completion, it will create 200 jobs. | 21.17 | 81.7476 | The project includes the construction of an AI colocation data center with a capacity of 80MW at Sector-22, Nava Raipur, Chhattisgarh, India. The US$118 million project includes the following: 1. Construction of server rooms with racks 2. Construction of control rooms 3. Construction of an administrative space 4. Construction of storage space 5. Construction of meet-me rooms 6. Installation of generators 7. Installation of equipment 8. Installation of advanced cooling systems 9. Installation of safety and security systems | Colocation Data Center; Green data center; Heating, ventilation and air conditioning (HVAC); Tier 3 Data Center |  |  | January 2026 - Construction activities are underway. July 2025 - Construction activities are underway. May 03, 2025 - Ground breaking ceremony was held, marking the start of construction. Q2 2024 - RackBank announced plans to build a data center in Nava Raipur. | Project work on Schedule | 1 | Not Funded / Unconfirmed | Private | RackBank Datacenters Pvt Ltd
469856 | 469496 | 2026-01-30 15:12 | MSFT – ATH07 Data Center – Attica | MSFT – Attica Data Centers Program – Attica | https://construction.globaldata.com/Projects/Overview/469856 | Planning | Parent | 100 | 2020 Q4 | 2027 Q1 | 2029 Q4 | Europe | Greece | Attica | Koropi | Bourboutsana | 194 00 | Commercial & Leisure | Data Center | Data Center | Parking Facilities | Low | New | Onshore | Microsoft (MSFT) is planning to undertake the construction of a hyperscale data center in the Municipality of Kropias, Attica, Greece. The project involves the construction of 65,780m2 of space with a capacity of 9.6MW. It includes the construction of a ballard building, an admin building, and 50 parking spaces, of which two are for disabled people and three are for heavy vehicles, and the installation of fencing for the DEDDIE substation. The project will be developed according to LEED requirements. The data center will use air-based cooling systems to minimize water usage and will be powered by 100% green energy. AECOM has been appointed as a consultant. In January 2022, MSFT submitted an investment plan to Enterprise Greece to join the special status of Strategic Investments and was approved in April 2022. In May 2023, the Special Plan for Spatial Development Strategic Investment (ESHASE) was approved for the strategic investment for the project. | 37.9345 | 23.825 | The project involves the construction of 65,780m2 of space with a capacity of 9.6MW at the Bourboutsana location in the Municipality of Kropias, Attica, Greece. The US$100 million project includes the following: 1. Construction of a Ballard building 2. Construction of an admin building 3. Construction of a data center (DC) building 4. Construction of 50 parking spaces, of which two are for disabled people, and three are for heavy vehicles 5. Installation of fencing for the DEDDIE substation | Fencing; Green data center; Heating, ventilation and air conditioning (HVAC); Hyperscale Data Center; LEED |  |  | January 2026 - Planning activities are underway. July 2025 - Planning activities are underway. January 2025 - Planning activities are underway. September 2024 - Planning activities are underway. January 2024 - Planning activities are underway. November 2023 - Planning activities are underway. May 2023 - ESHASE approved for the strategic investment for the project. December 2022 - Planning activities are underway. April 2022 - Enterprise Greece approved the investment plan. January 2022 - MSFT submitted a investment file application to the Enterprise Greece, in order to join the special status of Strategic Investments. December 2021 - Planning activities are underway. October 2020 - MSFT announced plans to build a data center in Koropi. | No Major Development | 0 | Not Funded / Unconfirmed | Private | Microsoft Corp |  |  | AECOM
453221 | 453221 | 2026-01-30 15:03 | NTT – Chandivali DC 10 Data Center – Maharashtra | NTT – Chandivali DC 10 Data Center – Maharashtra | https://construction.globaldata.com/Projects/Overview/453221 | Execution | Parent | 80 | 2022 Q2 | 2023 Q2 |  | Asia-Pacific | India | Maharashtra | Mumbai | Chandivali | 400072 | Commercial & Leisure | Data Center | Data Center |  |  | New | Onshore | Nippon Telegraph and Telephone Corp (NTT), through its subsidiary NTT GDC India, has undertaken the construction of a colocation data center in Chandivali, Maharashtra, India. The project involved the construction of a 50,000m2 data center with a consumption capacity of 25MW. It included the construction of data halls, control rooms, office space, storage space, and parking spaces, and the installation of generators, safety and security systems. | 19.1146 | 72.8724 | The project involved the construction of a 50,000m2 data center with a consumption capacity of 25MW in Chandivali, Maharashtra, India. The US$80 million project includes the following: 1. Construction of meeting rooms 2. Construction of server rooms 3. Construction of administrative space 4. Construction of storage facilities 5. Installation of generators 6. Installation of safety and security systems | Colocation Data Center |  |  | February 02, 2026 - We have not been able to obtain further updates on this project. We have retained the same project stage and amended the key dates accordingly. We will update the profile as soon as we obtain any new information. May 2025 - We have not been able to obtain further updates on this project. We have retained the same project stage and amended the key dates accordingly. We will update the profile as soon as we obtain any new information. July 2024 - Construction works are underway. February 2023 - Planning activities are underway. Q2 2022 - NTT Corporation announced plans to build a data center in Mumbai. | Information Unavailable |  | Not Funded / Unconfirmed | Private | NTT Inc
478993 | 478993 | 2026-01-30 14:59 | CPPIB/ PAM – South Korea Data Centers Program – South Korea | CPPIB/ PAM – South Korea Data Centers Program – South Korea | https://construction.globaldata.com/Projects/Overview/478993 | Planning | Program | 711 | 2024 Q1 | 2027 Q3 | 2030 Q4 | Asia-Pacific | South Korea |  |  |  |  | Commercial & Leisure | Data Center | Data Center |  | Low | New | Onshore | The Canada Pension Plan Investment Board (CPP Investments), in a joint venture with Pacific Asset Management Co. (Pacific AMC), is planning to undertake the construction of data centers in South Korea. The program involves the construction of carrier-neutral hyperscale data centers. It includes the construction of a server room, meeting room, office space, cafeteria, and parking facilities, and the installation of safety and security systems. CPP Investments has committed US$196 million to the joint venture’s initial seed project. This is the second data centre joint venture between CPP Investments and Pacific AMC. The details of planned data center locations and specifications are yet to be announced. | 36.603 | 127.4612 | The program involves the construction of carrier-neutral hyperscale data centers in South Korea. The US$711 million project includes the following: 1. Construction of a server room 2. Construction of meeting room 3. Construction of office space 4. Construction of a cafeteria 5. Construction of parking facilities 6. Installation of safety and security systems | Heating, ventilation and air conditioning (HVAC); Hyperscale Data Center | [5 empty] | Not Funded / Unconfirmed | Private | Canada Pension Plan Investment Board;Pacific Asset Management Co Ltd
478604 | 478604 | 2026-01-30 14:00 | Fir Hills – Jeonnam AI Data Center – Jeollanam-do | Fir Hills – Jeonnam AI Data Center – Jeollanam-do | https://construction.globaldata.com/Projects/Overview/478604 | Tender | Parent | 10000 | 2024 Q4 | 2026 Q4 | 2028 Q4 | Asia-Pacific | South Korea | Jeollanam-do |  |  |  | Commercial & Leisure | Data Center | Data Center |  | High | New | Onshore | Fir Hills Inc., a part of Stock Farm Road Inc., is planning to construct an AI hyperscale data center in Jeollanam-do, South Korea. The project involves the construction of an AI data center with a consumption capacity of 3,000MW. It includes the construction of server rooms, control rooms, an administrative space, meeting rooms, and parking facilities, the installation of servers, electrical equipment, safety and security systems, cooling systems, and lighting systems. In February 2025, Fir Hills Inc. signed a Memorandum of Understanding (MoU) with Governor Kim of the Jeollanam-do Province for the data center project. This project is not just about economic growth; it’s about positioning Jeollanam-do as a global leader in innovation and creating a brighter future for our citizens. It is set to be one of the world’s largest AI data centres. The facility will feature advanced cooling infrastructure and the ability to handle power load fluctuations to support AI. Construction works are expected to be completed by 2028. | 34.8055 | 126.9201 | The project involves the construction of an AI data center with a consumption capacity of 3,000MW in Jeollanam-do, South Korea. The US$10,000 project includes the following: 1. Construction of server rooms 2. Construction of control rooms 3. Construction of an administrative space 4. Construction of meeting rooms 5. Construction of parking facilities 6. Installation of servers 7. Installation of electrical equipment 8. Installation of safety and security systems 9. Installation of cooling systems 10. Installation of lighting systems | Heating, ventilation and air conditioning (HVAC); Hyperscale Data Center |  |  | February 2026 - A tender process is underway. August 2025 - A tender process is underway. May 2025 - Pre-design activities are underway. April 2025 - The project received approval. February 2025 - Stock Farm Road Inc. signed a memorandum of understanding with the Government of South Korea for the development of the project. Q4 2024 - Stock Farm Road Inc. announced a plan to build an AI data center in Jeollanam-do. | Major Tender Work in Progress | 2 | Not Funded / Unconfirmed | Private | Fir Hills Inc
504627 | 504627 | 2026-01-30 13:15 | Critical Data – Project Fighting Pike Data Center Campus – North Dakota | Critical Data – Project Fighting Pike Data Center Campus – North Dakota | https://construction.globaldata.com/Projects/Overview/504627 | Planning | Parent | 5000 | 2024 Q1 | 2026 Q4 | 2027 Q4 | North America | United States | North Dakota |  | Section 23 of Township 155N, Range 101, within the City of Williston along the Highway 2 and 85 corridor | 58801 | Commercial & Leisure | Data Center | Data Center | Storage Tanks & Towers | Low | Redevelopment | Onshore | Critical Data House LLC (CDH) is planning to construct a hyperscale data center campus on 121.4ha of land in Williston, North Dakota, the US. The project involves the construction of seven buildings, ranging from 25,550m2 to 46,450m2, and each would be capable of supporting 65MW of power load. It includes the construction of administration and operations spaces, data halls with an N+1 redundancy, electrical mechanical, fiber and communications infrastructure, storm water utilities, a specialized sub-based fuel tank, and the installation of a water-to-chip heat rejection closed-loop cooling system, chillers, UPS units, Cat 3516E Diesel Generator Sets, and security systems. Two buildings are planned for the first phase of development, with full build-out expected over three phases. The end user will determine final equipment per their data track requirement. The power is to be delivered via existing 345kV high voltage transmission lines in the vicinity of the project location. JLG Architects has been appointed as an architect, 4th Dimension Surveying and Consulting, Inc. as the surveyor and consultant, Rowan Williams Davies & Irwin Inc. (RWDI) to conduct a Noise Impact Assessment (NIA) and 3 Forks Services as the civil work contractor. Construction is anticipated to commence in the third quarter of 2025, and to be completed by the fourth quarter of 2027. | 48.1466 | -103.6205 | The project involves the construction of a data center campus to include seven buildings, ranging from 25,550m2 to 46,450m2 on 121.4ha of land in Williston, North Dakota, the US. The US$5,000 million project includes the following: 1. Construction of administration and operations spaces 2. Construction of data halls with an N+1 redundancy 3. Construction of storm water utilities 4. Construction of a specialized sub-based fuel tank of capacity 18.9 million m3 5. Construction of electrical mechanical, fiber and communications infrastructure 6. Installation of a water-to-chip heat rejection closed-loop cooling system 7. Installation of chillers 8. Installation of UPS units 9. Installation of Cat 3516E Diesel Generator Sets 10. Installation of security systems | Heating, ventilation and air conditioning (HVAC); Hyperscale Data Center |  |  | February 2026 - Project is in early stages of development. May 2025 - Project is in early stages of development. Q1 2024 - CDH announced plans to build a data center campus in Williston. | No Major Development | 0 | Not Funded / Unconfirmed | Private | Critical Data LLC |  | JLG Architects | 4th Dimension Surveying and Consulting Inc;Rowan Williams Davies & Irwin Inc
504721 | 504707 | 2026-01-30 13:14 | Energy Abundance – Data City Data Center Campus: Phase I – Texas | Energy Abundance – Data City Data Center Park – Texas | https://construction.globaldata.com/Projects/Overview/504721 | Planning | Parent | 750 | 2025 Q1 | 2026 Q2 | 2026 Q4 | North America | United States | Texas | Laredo |  |  | Commercial & Leisure | Data Center | Data Center |  | Low | New | Onshore | Energy Abundance Development Corporation (EADC) is planning to build a hyperscale data center in Texas, the US. The project involves the construction of a 92,903m2 data center with a consumption capacity of 300MW. It also includes the construction of data storage rooms, server rooms, control rooms, an office space, laying of transmission lines, and the installation of safety and security systems. The data center will operate on clean energy, hydrogen power sourced from another project by the Energy Abundance Development Corporation, known as Hydrogen City, which is being planned on a nearby site. In the interim, the project will use renewable energy from wind, solar power, and natural gas. Construction works will be completed in 2026. | 27.5064 | -99.5075 | The project involves the construction of a 92,903m2 data center with a consumption capacity of 300MW near the city of Laredo in southwest Texas, the US. The US$750 million project includes the following: 1. Construction of data storage rooms 2. Construction of server rooms 3. Construction of control rooms 4. Construction of an office space 5. Laying of transmission lines 6. Installation of safety and security systems | Green data center; Heating, ventilation and air conditioning (HVAC); Hyperscale Data Center |  |  | January 2026 - Planning activities are underway. October 2025 - Planning activities are underway. May 2025 - Planning activities are underway. Q1 2025 - EADC announced plans to build a data center in Texas. | No Major Development | 0 | Not Funded / Unconfirmed | Private | Energy Abundance Development Corp
504707 | 504707 | 2026-01-30 13:14 | Energy Abundance – Data City Data Center Park – Texas | Energy Abundance – Data City Data Center Park – Texas | https://construction.globaldata.com/Projects/Overview/504707 | Planning | Program | 12500 | 2025 Q1 | 2026 Q2 | 2031 Q2 | North America | United States | Texas | Laredo |  |  | Commercial & Leisure | Data Center | Data Center |  | Low | New | Onshore | Energy Abundance Development Corporation (EADC) is planning to build a data center park in Texas, the US. The program involves the construction of a data center park with a capacity of up to 5GW on 20,234ha of land. It also includes the construction of data storage rooms, server rooms, control rooms, an office space, laying of transmission lines, and the installation of safety and security systems. The data center park will be built in multiple phases. The first phase includes the construction of 92,903m2 data center with a capacity of 300MW. The data center park will operate on clean energy, hydrogen power sourced from another project by the Energy Abundance Development Corporation, known as Hydrogen City, which is being planned on a nearby site. In the interim, the project will use renewable energy from wind, solar power, and natural gas. Construction works on the first phase will be completed in 2026. | 27.5064 | -99.5075 | The program involves the construction of a data center park with a capacity of 5GW on 20,234ha of land near the city of Laredo in southwest Texas, the US. The US$12,500 million project includes the following: 1. Construction of data storage rooms 2. Construction of server rooms 3. Construction of control rooms 4. Construction of an office space 5. Laying of transmission lines 6. Installation of safety and security systems | Green data center; Heating, ventilation and air conditioning (HVAC); Hyperscale Data Center | [5 empty] | Not Funded / Unconfirmed | Private | Energy Abundance Development Corp
417777 | 417777 | 2026-01-30 13:13 | GLP Pte – Tokyo West 1 Hyperscale Data Center – Tokyo | GLP Pte – Tokyo West 1 Hyperscale Data Center – Tokyo | https://construction.globaldata.com/Projects/Overview/417777 | Execution | Parent | 100 | 2022 Q4 | 2023 Q3 | 2027 Q4 | Asia-Pacific | Japan | Tokyo | Tokyo | West Tokyo 1 |  | Commercial & Leisure | Data Center | Data Center |  |  | New | Onshore | Global Logistic Properties Ltd (GLP) is undertaking the construction of a data center in West Tokyo, Japan. The project involves the construction of a three-building data center with a capacity of 31MW IT load. It is being developed in three phases. The first phase involves the construction of an 8,700m2 three-story data center building with a capacity of 10MW on 0.34ha of land, the second phase with 10MW of capacity, and the third with 11MW of capacity. The facility has been committed to operating on 100% renewable energy, and has a designed Power Usage Effectiveness (PUE) of 1.37. It will be equipped with N+1 UPS redundancy and an N+1 gas turbine generator. It will utilize a closed-loop air cooling system with N+1 configuration. It was designed to meet ISO27001, SOC2, and PCI-DSS certifications. It includes the construction of data halls, an on-site substation with 50 MVA power secured by TEPCO, an office space, private meeting rooms, common rest areas, and parking facilities, and the installation of equipment and safety and security systems. Ada Infrastructure has been appointed as the associated developer. The in-house division of the GLP is undertaking the construction works. In August 2023, a groundbreaking was held with the commencement of construction works on the first phase. In May 2024, a groundbreaking was held with the commencement of construction works in the second phase and are to be completed in 2027. | 35.6815 | 139.3497 | The project involves the construction of a three-building data center with a capacity of 31MW IT load in West Tokyo, Japan. The US$100 million project includes the following: 1. Construction of data halls 2. Construction of an on-site substation 3. Construction of an office space 4. Construction of private meeting rooms 5. Construction of common rest areas 6. Construction of parking facilities 7. Installation of equipment 8. Installation of safety and security systems | Green data center; Heating, ventilation and air conditioning (HVAC); Hyperscale Data Center; LEED; Tier 3 Data Center | A data center is being constructed in West Tokyo. The first three-building data center is also known as "TKW1". TKW1 is designed to achieve LEED Gold certification. |  | January 2026 - Construction works are underway. April 2025 - Construction works are underway. June 2024 - Construction activities are underway. April 2024 - Construction activities are underway. September 2023 - Construction work are underway. August 2023 - Groundbreaking ceremony was held to start the construction. Q4 2022 - GLP announced plans to build a data center in Tokyo. | Project work on Schedule | 1 | Not Funded / Unconfirmed | Private | GLP Pte Ltd | GLP Pte Ltd | GLP Pte Ltd
452960 | 452960 | 2026-01-30 13:12 | Sify Tech – Sify Rabale Tower 6 Data center – Maharashtra | Sify Tech – Sify Rabale Tower 6 Data center – Maharashtra | https://construction.globaldata.com/Projects/Overview/452960 | Execution | Parent | 80 | 2022 Q2 | 2024 Q1 | 2026 Q4 | Asia-Pacific | India | Maharashtra |  | Plot No. R-847, 1/2, T.T.C. Industrial Area, MIDC Industrial Area, Sector 2, Rabale, Navi Mumbai | 400701 | Commercial & Leisure | Data Center | Data Center |  |  | New | Onshore | Sify Technologies Limited (Sify) is undertaking the construction of a data center at Plot No. R-847, 1/2, T.T.C. Industrial Area, MIDC Industrial Area, Sector 2, Rabale, Navi Mumbai, Maharashtra, India. The project involves the construction of an eight-story data center with a consumption capacity of 26MW. It includes the construction of meeting rooms, server rooms, administrative space, storage facilities, a 220kv gas insulated substation (GIS), installation of equipment and cooling systems, and safety and security systems. The project is a colocation; the site has strong K4-rated perimeter security and 10 layers of access control, starting from the campus entrance all the way to each individual server cage, uses air-cooled chillers with high water temperature and adiabatic cooling features, designed with N+2 redundancy for added reliability. N+2, N+2C, N+N/3 redundancy and N+N downstream power distribution with overhead bus bars. The project is in the process of securing ISO 27001 for information security management system certification, ensuring robust data security practices, ISO 9001 for quality management system certification, focusing on consistent quality in services and operations, ISO 20000-1 for IT service management certification, aligning IT services with business needs, ISO 45001 for occupational health and safety management system certification, promoting a safe working environment, and PCI DSS for payment card industry data security standard compliance, ensuring secure handling of cardholder data. Construction works are expected to be completed by 2026. | 19.1472 | 73.0116 | The project involves the construction of an eight-story data center with a consumption capacity of 26MW at Plot No. R-847, 1/2, T.T.C. Industrial Area, MIDC Industrial Area, Sector 2, Rabale, Navi Mumbai, Maharashtra, India. The US$80 million project includes the following: 1. Construction of meeting rooms 2. Construction of server rooms 3. Construction of administrative space 4. Construction of storage facilities 5. Construction of a 220kv gas insulated substation (GIS) 6. Installation of equipment and cooling systems 7. Installation of safety and security systems | Colocation Data Center |  |  | January 2026 - Construction works are underway. May 2025 - Construction works are underway. August 2024 - Construction works are underway. January 2024 - Construction works commenced. August 2023 - Planning activities are underway. Q2 2022 - Sify Technologies Ltd announced plans to build a data center in Navi Mumbai. | Project work on Schedule | 1 | Not Funded / Unconfirmed | Private | Sify Technologies Limited
222416 | 222416 | 2026-01-30 09:27 | Neom – NEOM City Development Program – Tabuk | Neom – NEOM City Development Program – Tabuk | https://construction.globaldata.com/Projects/Overview/222416 | Execution | Program | 350000 | 2016 Q1 | 2017 Q3 | 2040 Q3 | Middle East and Africa | Saudi Arabia | Tabuk |  |  |  | Commercial & Leisure | Leisure & Hospitality Buildings | Hotels | Data Center; Office Buildings; Concentrated Solar Power (CSP); Solar PV; Other Water Infrastructure; Storage Tanks & Towers; Treatment Plants; Other Manufacturing Plants; Other Industrial Buildings; Airport Runways; Airport Terminals; Bridges; Conventional Commuter Railways; Elevated Highways; Schools; Hospitals; Prefabricated Single-Family Homes; Townhouses; Roads Tunnel; Water Tunnel |  | New | Onshore | Saudi Arabian NEOM is undertaking the construction of the NEOM City Development Project in Tabuk Province, Saudi Arabia. The program involves the construction of a new city on 26,500 km2 of land spanning from the waterfront of the Red Sea. The city’s landmass will extend across the Egyptian and Jordanian borders. It will be implemented in several phases. It includes the construction of a bridge on the Red Sea, connecting the proposed city to Egypt and the rest of Africa, and a new business park, advanced manufacturing facilities, entertainment facilities, and energy and water facilities. The program involves the mixed-use developments and the construction of residential, commercial, and industrial areas, power plants, hotels, hospitals, schools, five royal palaces, ports, NEOM Airport, a gathering hall, a golf course, a helipad, a marina, courtyards, car parks, restaurants, solar and wind power plants, infrastructural facilities, street utilities, landscaping works, sewer facilities and installation of street lighting. The project also involves the construction of NEOM airport with a 3,757-long runway at 151 degrees on one side and 331 degrees on the other will be located 10km from Sharma, 75km from Daba, and will be initially coordinated with Prince Sultan City. The program aims to develop nine key economic sectors through the development of NEOM City which is as follows: 1. Energy: It includes developments in power equipment manufacturing, renewable energy generation, energy storage solutions, power transmission solutions, and oil and gas. 2. Transportation: It includes seaports, airports, and autonomous transportation solutions, such as drones. 3. Food: It includes a global centre for the innovation of food technologies, including agriculture, using seawater, aquatic and aeronautical agriculture, and desert agriculture. 4. Technical and Digital Science: It includes artificial intelligence, virtual reality, enhanced technologies, data centres, IoT, and e-commerce. 5. Advanced Manufacturing: It includes new materials, 3D printing, the robotics industry, and the vehicle industry. 6. Biotechnologies: It includes biotechnology, human biotechnology, and the pharmaceutical industry. 7. Living: It includes housing and education, security and safety, green spaces, healthcare, and hospitality. 8. Media and media production: It includes the development of the television and film production industry, the development of digital content, and the development of the video game industry. 9. Entertainment: It includes facilities, activities sports, and cultural recreational activities. The program will be implemented under a Public-Private Partnership (PPP) and will be funded by the Government of Saudi Arabia, the Saudi Arabian Public Investment Fund (PIF), alongside local and international investors and, will be constructed from the ground-up, up on greenfield sites. The program will be implemented in phases. SoftBank plans to fund the program with US$15,000 million. LUCA DINI Design & Architecture has been appointed as the design consultant on the project. In December 2017, Buro Happold Engineering was appointed as the program manager. In February 2018, the Saudi Binladin Group was awarded a contract to build one of the Royal Palace. In March 2018, Saudi Arabia and Egypt governments agreed to jointly fund US$10,000 million for the project. In the early third quarter of 2018, early construction works on critical infrastructure associated with the first phase of the project commenced and are currently underway with the construction on the first phase of the project expected to be completed in 2025, and the entire project is expected to take 30 to 50 years for completion. In July 2019, for the Neom Bay: Silver Beach Infrastructure Works, US-based Aecom was awarded the project management contract. For the NEOM City Project: Airport, a small part of the airport has been commercially opened for the employees and investors. NEOM: Industrial City - The main contract bid submission of enabling works for the PV plant development is on July 25, 2019. In September 2019, the Expression of Interest (EOI) was released for access road packages I and II, and the last date for submission is October 5, 2019, however, package III is in the initial stage. In October 2019, the prequalification tender was canceled due to a change in design works for access road packages I and II. In October 2019, the main contract bids are still under evaluation for PV Plant Site preparation and enabling works. In December 2019, the main contract tender was not yet awarded for PV Plant Site preparation and enabling works, and market sources indicate that there is no news on the main contract tender issue for Silver Beach: Access Road: Package I and II. In January 2020, Silver Beach: Access Road: Package III is still in the initial stage of development. In February 2020, the general plan for the development of NEOM City is expected to be announced in Q2 2020. In May 2020, Al Ayuni Investment and Trading was appointed as the main contractor for the Sharma to Tabuk Road Upgrade. In August 2020, Mofarreh M Al Harbi Est was appointed as the main contractor for NEOM Industrial City: Industrial and Commercial Buildings with a contract value of US$267 million. In November 2020, Red Sea International was appointed to provide facilities management, operations, and maintenance services with a contract value of $14.1m for 3 years. There is no news on the main contract tender issue for NEOM Bay: Silver Beach: access road packages I, II, and III. In April 2021, the con | 28.1149 | 35.1095 | Saudi Arabian NEOM is undertaking the construction of the NEOM City Development Project in Tabuk Province, Saudi Arabia. This project is part of the Saudi Giga Project plan. The project was established in the north-western region of Saudi Arabia and will include territory from within the Egyptian and Jordanian borders. It will be extended over 468km coastline along the Red Sea and the Gulf of Aqaba, and the total area will be 26,500km2. NEOM aims to develop nine key economic sectors, which are energy and water, mobility, biotech, food, technological and digital sciences, advanced manufacturing, media and media production, entertainment and living as NEOM’s foundation. It will be empowered entirely by renewable energy. The site will also become the main entrance to the King Salman Bridge, linking Asia and Africa, which will add to the zone’s economic significance. It includes Royal Palaces, a gathering hall, a golf course, landscaping works, infrastructure, and utilities. The current profile consists of NEOM airport, which will be built near the kingdom’s Tabuk area. It will be located 10km from Sharma, 75km from Daba and will be initially coordinated with Prince Sultan City. The airport is expected to feature a runway of 3,757 meters long at 151 degrees on one side and 331 degrees on the other. This project is one of the initiatives included in the Saudi Giga Projects plan. The US$350000 million project includes the following: 1. Construction of a mixed-use city 2. Construction of Oxagon (Industrial city) 3. Construction of Oxagon Port 4. Construction of the airport 5. Development of the Gulf of Aqaba (Romantic Bay) 6. Construction of infrastructure works 7. Development of islands 8. Islands' infrastructure 9. Construction of railway network 10. Construction of Trojena 11. Construction of logistics park 12. Construction of villas 13. Development of a construction village 14. Construction of hotels 15. Development of Sindalah Island 16. Construction of zero homes 17. Construction of tunnels 18. Construction of viaducts 19. Construction of a renewable power grid 20. Construction of hydrogen energy 21. Water Transmission Line 22. Associated facilities | 3D Printed Buildings; Artificial Intelligence; Energy storage; Heating, ventilation and air conditioning (HVAC); Internet of Things (IoT); PPP; Saudi Arabia Giga Project | The NEOM City Project is being built in Tabuk Province. The main purpose of the project is to develop the economic zone of NEOM. The project is part of the NEOM City Development Program. This project is one of the initiatives included in the saudi giga projects plan. This project is part of Saudi Giga Project plan. |  | January 2026 - The construction works are ongoing and the project is expected to be completed by December 2027 on the NEOM City: Oxagon: Interchange 12 & 13 and Road Widening. October 2025 - Electrolysis Plant: Ammonia Storage Tanks: The construction works are ongoing on the project and are expected to be completed by the end of 2026. July 2025 - NEOM City: High Point Reservoir Expansion: Main works: Market sources indicates there is no further development on the project. June 2025 - The construction has been finished on NEOM City: NC 1 - Modular Staff Accommodation Apartments. March 2025 - Precast Production Factory for WTS From Neom Desalination Plant to Gayal: The project is completed. February 2025 - The construction works have been completed on NEOM City: Early Works Package. December 2024 - Oxagon:Precast Production Factory for WTS From Neom Desalination Plant to Gayal: The finishing works are ongoing on the project and are expected to be completed by the first quarter of 2025. October 2024 - Oxagon: Southern Cluster: Green Fuels Project: Green Ammonia Plant Complex: Electrolysis Plant: The construction works are still ongoing on the project and are expected to be completed by the fourth quarter of 2026. August 2024 - Renewable Energy Programme Phase 1: 3,000MW Solar Power Plant: The advisory works are progressing on the project and the main contract tender is expected to be issued by the end of the year 2024. SMBC Advisory Services is appointed as the financial adviser and Boston Consulting Group as strategy adviser. July 2024 - Southern Cluster - Green Fuels Plant: Sarens to transports green hydrogen Plant to Neom & the construction works are ongoing on the project and are expected to be completed by the end of 2026. June 2024 - Tabuk Horticultural Test Facilities: The groundworks have been completed and the structural works are ongoing on the project and are expected to be completed by third quarter of 2024. May 2024 - Neom has secured a new revolving credit facility (RCF) worth SAR 10 billion on the project and construction works are ongoing on 380/132/33KV Neom Mountain BSP. April 2024 - Logistics Park: The finishing works are ongoing on the project. April 2024 - NEOM City: Oxagon: Container Activation Terminal Buildings: The construction works are still ongoing on the project and are expected to be completed by the fourth quarter of 2025. NEOM City: NIC NR & EV2 Substation 132/33kV: The main contract tender is not yet awarded for the project. March 2024 - Demonstration Plant Building Project: Construction works are ongoing on the project. February 2024 - NEOM: 20GW Seven Solar Photovoltaic (PV) Parks in Tabuk and Duba: Site Preparatory Works Package - The main contract tender was issued on December 2023 and the bids were submitted on February 14, 2024. We are in the process of identifying the bidders. January 2024 - NEOM City: Dam Expansion Works: The project is completed. November 2023 - Un Studio is working on JW Marriott Hotel, The W hotel, and Anantara Resort as a design consultant. November 2023 - NEOM - NEOM City: Transmission Pipeline From NEOM Industrial City To Gayal: Construction works are progressing on the project as per the schedule October 2023 - Oxagon Port: Interim Warehouse (2 nos): Construction works are ongoing on the project and the project is expected to be completed by August 2024. September 2023 - Dam Expansion Works: The construction works are progressing on the project. September 2023 - NEOM City: Tabuk Horticultural Test Facilities: Construction works are progressing as per schedule on the project. July 2023 - NEOM City: Oxagon: Southern Cluster - Green Fuels Plant: The construction works are progressing and is expected to be completed by 2026. June 2023 - The main contract bids are under evaluation on SEC - NEOM City: 132/33kV NIC NR & EV2 Substation. May 2023 - NEOM Green Hydrogen Company - Green Fuels Plant: The financial closure is achieved on the project. May 2023 - NEOM City: Zone A Mineralisation Plant: Water Bottling Facility: Pkg 22A The main contract tender is yet to be issued. March 2023 - Construction works are ongoing on NEOM City: Water Reservoir and the project is expected to complete by July 2023. Foundation works have completed for NEOM City: Dam Expansion Works project. February 08, 2023 - NEOM City: Al Bada Reservoir to Lower Mountain and Visitors Center, NEOM: Transmission line From Gayal to Magna BPT and Albada Reservoir - Mutlaq Damook Al Ghowairi Contracting has been appointed as the main contractor. November 2022 - NEOM City: North and South Base Camps: the project is retendered and the last date for bid submission is on November 10, 2022. September 2022 - Trevi Arabian Soil Contractor, a subsidiary of Trevi Group, has started permanent foundation works on The Line. June 2022 - Neom has received prequalification documents from contractors for the precast package of the Spine Project. June 2022 - NEOM City: Technology & Digital Hub: The construction works are progressing on the project. June 2022 - NEOM City: Temporary Project Offices Phase 1: The construction works are progressing on the project. May 2022 - Construction works are progressing on the Sindalah Island Development: Golf Course Package. April 2022 - Construction works have progressed up to 30 percent on Pipeline Network: Coastal Section project and the following companies have been prequalified for Islands Infrastructure Framework project *China Harbour Engineering Company *BESIX *Archirodon *Al Bawani *Huta Marine *Nesma & Partners and *Al Ayuni Investment & Contracting Company. April 2022 - FMSCO has been appointed as the main contractor for Logistics Administration Building project and | Project work on Schedule | 1 | Not Funded / Unconfirmed | Public/Private | Neom Co |  |  | Buro Happold Ltd;Khatib & Alami
349802 | 349802 | 2026-01-29 20:33 | NTT DC – Elliot Road Mesa Data Center – Arizona | NTT DC – Elliot Road Mesa Data Center – Arizona | https://construction.globaldata.com/Projects/Overview/349802 | Construction Complete | Parent | 200 | 2019 Q3 | 2021 Q2 | 2025 Q4 | North America | United States | Arizona | Mesa | Elliot Road Technology Corridor | 85201 | Commercial & Leisure | Data Center | Data Center |  |  | New | Onshore | NTT Global Data Centres EMEA GmbH (NTT) has undertaken the construction of a data center in Arizona, the US. The project involved the construction of a 139,400m2 data center with a combined capacity of 240MW on 41.27ha of land. It includes the construction of computer rooms, office space, R&D center space, laboratories, and parking facilities, and the installation of a substation, equipment, safety, and security systems. The project will be developed in seven phases, comprising seven two-story buildings. The first building (PH1) includes the construction of an 11,705m2, two-story air-cooled facility with a combined 36MW across six 6MW vaults. Harley Ellis Devereaux (HED) has been appointed as a design consultant for the PH1 building. The in-house division of NTT is undertaking the construction works. Construction works on the first building (PH1) commenced in April 2021 and were completed in March 2022. Construction activities on the PH2 were completed in the third quarter of 2024. | 33.4153 | -111.8313 | The project involved the construction of a 139,400m2 data center with a combined capacity of 240MW on 41.27ha of land across seven buildings in Mesa, Arizona, the US. The US$200 million project included the following: 1. Construction of computer rooms 2. Construction of office space 3. Construction of R&D center space 4. Construction of laboratories 5. Construction of parking facilities 6. Installation of a substation 7. Installation of safety and security systems | Heating, ventilation and air conditioning (HVAC); Hyperscale Data Center; LEED | A data center complex is being constructed at the Phoenix campus, located on Elliot Road Technology Corridor in southeast Mesa. The project aims to expand data center capacity in the region to improve the quality of services to users. The data center will be LEED-certified specifications for Core and Shell for maximum energy conservation and minimum water usage. |  | December 2025 - Construction activities were completed. June 10, 2025 - We have not been able to obtain further updates on this project. We have retained the same project stage and amended the key dates accordingly. We will update the profile as soon as we obtain any new information. October 2024 - Construction activities on the PH3 are underway. November 2023 - Construction works on the PH2 are underway. March 2022 - Construction works on the first building (PH1) completed. August 2021 - Construction activities are underway. April 2021 - Construction works commenced on the PH1 building. October 08, 2019 - Design Review Board meeting held. October 02, 2019 - A special use permit for reduced parking was approved. August 2019 - Design review process are underway. Q3 2019 - NTT announced plans for the construction of a 240 MW data center in Arizona. | Construction Completed | 5 | Not Funded / Unconfirmed | Private | NTT Global Data Centers EMEA GmbH | Clayco Inc | Harley Ellis Devereaux
472094 | 472094 | 2026-01-29 20:03 | MSFT – El Mirage PHX-83 Data Center – Arizona | MSFT – El Mirage PHX-83 Data Center – Arizona | https://construction.globaldata.com/Projects/Overview/472094 | Planning | Parent | 88 | 2024 Q3 | 2027 Q1 | 2028 Q4 | North America | United States | Arizona | El Mirage | 12901 W Olive Ave | 85335 | Commercial & Leisure | Data Center | Data Center |  | Low | New | Onshore | Microsoft is planning to construct a data center at 12901 W Olive Avenue in the El Mirage area of Maricopa County, Arizona. The project involves the construction of a 22,808m2 data center facility known as PHX-83. It includes the construction of five dedicated data halls within the facility and an administrative area for operations, maintenance, and security staff, and the installation of electrical and mechanical equipment for space cooling, normal utility power systems and backup emergency power infrastructure. The facility will feature comprehensive electrical and mechanical infrastructure, including systems for space cooling, normal utility power, and backup emergency power. Power will be supplied by the existing Arizona Public Service on-site substation. This US$88 million project is part of Microsoft's broader data center expansion strategy in the Phoenix region, aligning with the company's West US 3 Azure cloud region launched in June 2021. The PHX-83 extension will be situated on Microsoft's original 150-acre land acquisition in El Mirage, with the site potentially zoned for additional future buildings. The project has been recommended for approval by planning staff and is scheduled to be presented to the El Mirage City Council at the upcoming December 3 meeting. It will be the fifth building in Microsoft's existing data center campus, complementing the already operational PHX-80 and the currently under-construction PHX-81 and PHX-82 facilities. | 33.5651 | -112.3381 | The project involves the construction of a new data center facility (PHX-83) as part of Microsoft's existing data center campus in El Mirage, Arizona. The US$88 million project includes the following: 1. Construction of a 22,808m2 data center building 2. Construction of five dedicated data halls within the facility 3. Construction of an administrative area for operations, maintenance, and security staff 4. Installation of electrical and mechanical equipment for space cooling 5. Installation of normal utility power systems 6. Installation of backup emergency power infrastructure | Emergency power/Backup power |  |  | January 2026 - Planning activities are underway. June 2025 - Planning activities are underway. December 2024 - Planning activities are underway. Q3 2024 - Microsoft announced plans to construct the PHX-83 data center in Arizona. | No Major Development | 0 | Not Funded / Unconfirmed | Private | Microsoft Corp |  | Stantec Inc
558117 | 558117 | 2026-01-29 19:04 | Synapse Data Center – Synapse Olds Data Center – Alberta | Synapse Data Center – Synapse Olds Data Center – Alberta | https://construction.globaldata.com/Projects/Overview/558117 | Planning | Parent | 7365 | 2025 Q4 | 2029 Q4 | 2035 Q2 | North America | Canada | Alberta |  |  |  | Commercial & Leisure | Data Center | Data Center |  | Medium | New | Onshore | Synapse Data Center Inc. is planning to construct a data center in Olds, Alberta, Canada. The project involves the construction of a 185,806m2 data center with a capacity of 1,000MW on 121.4ha of land. It includes the construction of ten 100MW buildings, server rooms, meeting rooms, an administrative space and parking facilities, and the installation of equipment. It is a hyperscale Tier 3 data center powered by a closed-cycle natural gas system, utilizing both liquid and hybrid cooling solutions, delivers unmatched reliability and efficiency at massive scale. | 51.7877 | -114.1493 | The project involves the construction of a 185,806m2 data center with a capacity of 1,000MW on 121.4ha of land in Olds, Alberta, Canada. The US$7,365 million project includes the following: 1. Construction of server rooms 2. Construction of meeting rooms 3. Construction of an administrative space 4. Construction of parking facilities 5. Construction of ten 100MW buildings 6. Installation of equipment | Hyperscale Data Center; Tier 3 Data Center |  | https://synapsedatacenter.com/ | January 2026 - Planning activities are underway. Q4 2025 - Synapse Data Center Inc. announced plans to construct a data center in Olds. | Project work on Schedule | 1 | Not Funded / Unconfirmed | Private | Synapse Data Center Inc
379399 | 379399 | 2026-01-29 16:17 | AWS – Ezell Drive Campus – Texas | AWS – Ezell Drive Campus – Texas | https://construction.globaldata.com/Projects/Overview/379399 | Planning | Parent | 35 | 2022 Q3 | Awaiting Confirmation |  | North America | United States | Texas | DeSoto |  |  | Commercial & Leisure | Data Center | Data Center |  | Low | New | Onshore | Amazon Web Services (AWS) is planning to construct a hyperscale data center in DeSoto, Texas, the US. The project involves the construction of a 2,790m2 building. It includes the construction of a warehouse, an administrative building, a conference center, a storage facility, a food court, server rooms, electric distribution rooms, a parking facility, the installation of generators, and safety and security systems. | 32.6062 | -96.9003 | The project involves the construction of a data center in DeSoto, Texas, the US. The US$35 million project includes the following: 1. Construction of a warehouse 2. Construction of an administrative building 3. Construction of a conference center 4. Construction of a storage facility 5. Construction of a food court 6. Construction of server rooms 7. Construction of electric distribution rooms 8. Construction of a parking facility 9. Installation of generators 10. Installation of a safety and security system | Hyperscale Data Center | A data center is planned for construction in DeSoto. The project aims to provide cloud services to businesses and expand data center capacity to improve the quality of services to users. |  | January 29, 2026 - We have not been able to obtain further updates on this project. We have retained the same project stage and amended the key dates accordingly. We will update the profile as soon as we obtain any new information. June 04, 2025 - We have not been able to obtain further updates on this project. We have retained the same project stage and amended the key dates accordingly. We will update the profile as soon as we obtain any new information. June 13, 2024 - We have not been able to obtain further updates on this project. We have retained the same project stage and amended the key dates accordingly. We will update the profile as soon as we obtain any new information. August 2023 - Planning activities are underway. September 15, 2022 - Amazon Web Services (AWS) announces plans for the construction of a new data center in DeSoto. | Information Unavailable |  | Not Funded / Unconfirmed | Private | Amazon Web Services Inc
451943 | 451943 | 2026-01-29 16:09 | Karis Cap – DeKalb Data Center Campus – Illinois | Karis Cap – DeKalb Data Center Campus – Illinois | https://construction.globaldata.com/Projects/Overview/451943 | Planning | Parent | 2000 | 2023 Q3 | 2027 Q3 | 2031 Q1 | North America | United States | Illinois | DeKalb | Peace and Guler roads | 60115 | Commercial & Leisure | Data Center | Data Center |  | Low | New | Onshore | Karis Capital LLC (KC) is planning to construct a colocation data center campus at Peace and Guler roads in Illinois, the US. The project involves the construction of seven, two-story data centers with 23,226m2 area each on 53ha of land. It includes the construction of seven data centers, a substation on 8.09ha of land, a substation and an administrative space, server rooms and the installation of safety and security systems. Upon completion, it will be DeKalb's second data center campus. | 41.8931 | -88.7796 | The project involves the construction of seven, two-story data centers with 23,226m2 area each on 53ha of land in DeKalb, Illinois, the US. The US$2,000 million project includes the following: 1. Construction of seven data centers 2. Construction of substations on 8.09ha of land 3. Construction of an administrative space 4. Construction of server rooms 5. Installation of safety and security systems | Colocation Data Center; Heating, ventilation and air conditioning (HVAC) |  |  | January 2026 - Planning activities are underway. June 2025 - Planning activities are underway. July 2024 - Planning activities are underway. July 22, 2024 - A public hearing meeting was held and secured preliminary plans from the Illinois planning commission. Q3 2023 - KC announced plans to build a data center campus in DeKalb. | No Major Development | 0 | Not Funded / Unconfirmed | Private | Karis Capital LLC
453757 | 453757 | 2026-01-29 16:05 | QTS Realty – Chicago 1 Data Center Expansion – Illinois | QTS Realty – Chicago 1 Data Center Expansion – Illinois | https://construction.globaldata.com/Projects/Overview/453757 | Pre-Design | Parent | 1200 | 2024 Q3 | 2027 Q2 | 2029 Q3 | North America | United States | Illinois | Chicago | 2800 S Ashland Ave | 60608 | Commercial & Leisure | Data Center | Data Center | Office Buildings | High | Expansion | Onshore | QTS is planning to expand its existing colocation data center campus at Ave, Chicago in Illinois, the US. The project involves the construction of a 43,385m2, three-story, data center campus. It includes the construction of a 34,000m2 data center building, 7,432m2 of office and loading areas, server rooms, meeting rooms, administrative space, office space, storage facilities, and parking facilities, and the installation of safety and security systems. The project is expandable to a total capacity of 125MW. The project will be powered by 100% renewable energy. DLA Piper LLP has been appointed as a consultant, and Sheehan Nagle Hartray Architects as architect. The project is being designed under the LEED Gold Certification guidelines. | 41.8426 | -87.6673 | The project involves the construction of a 43,385m2, three-story, data center campus at 2800 S Ashland Ave, Chicago, Illinois, the US. The US$1,200 million project includes the following: 1. Construction of a 34,000m2 data center building 2. Construction of 7,432m2 of office and loading areas 3. Construction of server rooms 4. Construction of meeting rooms 5. Construction of administrative space 6. Construction of office space 7. Construction of storage facilities 8. Construction of parking facilities 9. Installation of safety and security systems | Colocation Data Center; Green data center; LEED |  |  | January 2026 - Pre-design works are underway. June 2025 - Pre-design works are underway. December 2024 - The project received final approval. October 2024 - River ecology task force presentation conducted. August 2024 - Community meeting held. August 2024 - QTS announced to expand the data center in Chicago. | No Major Development | 0 | Not Funded / Unconfirmed | Private | QTS Realty Trust LLC |  | Sheehan Nagle Hartray Architects | DLA Piper LLP (US)
448471 | 448471 | 2026-01-29 15:44 | TPC Data – Konterra 1 Data Center – Maryland | TPC Data – Konterra 1 Data Center – Maryland | https://construction.globaldata.com/Projects/Overview/448471 | Planning | Parent | 350 | 2023 Q4 | 2027 Q2 | 2029 Q4 | North America | United States | Maryland | Laurel | 6201 Frost Place | MD 20707 | Commercial & Leisure | Data Center | Data Center |  | Low | New | Onshore | TPC Data Centers is planning to undertake the construction of a colocation data center at 6201 Frost Place in Laurel, Maryland, the US. The project involves the construction of a 13,935m2, two-story data center with an IT load of 20MW on 4ha of land. It includes the construction of 4,645m2 data halls, 1,672m2 office space, parking facilities, UPS rooms, battery rooms, a chiller room, a generator yard, the installation of electrical equipment, an elevator, safety and security systems. The facility draws power from the utility grid through a N+1 power distribution design. It utilizes HDAC system for cooling which supplies dual-temperature chilled water for both air-cooled and liquid-cooled IT equipment. Soltesz Inc has been appointed as a civil engineer, surveyor, and planner, STO Building Group as a contractor, AXO Architects as an architect, Shumate Engineering PLLC as a consulting engineer, and DeSimone Consulting Engineers as structural engineers. | 39.0892 | -76.9012 | The project involves the construction of a 13,935m2, two-story data center with an IT load of 20MW on 4ha of land in Laurel, Maryland, the US. The US$350 million project includes the following: 1. Construction of 4,645m2 data halls 2. Construction of 1,672m2 office space 3. Construction of parking facilities 4. Construction of UPS rooms 5. Construction of battery rooms 6. Construction of a chiller room 7. Construction of a generator yard 8. Installation of electrical equipment 9. Installation of an elevator 10. Installation of safety and security systems | Colocation Data Center |  |  | January 2026 - Planning activities are underway. June 2025 - Planning activities are underway. October 2024 - The Prince George's County has reviewed the site development concept plan. July 2024 - Planning activities are underway. Q4 2023 - TPC Data Centers announced plans to build a data center in Laurel. | No Major Development | 0 | Not Funded / Unconfirmed | Private | TPC Data Centers | STO Building Group | AXO Architects | DeSimone Consulting Engineers;Shumate Engineering PLLC;Soltesz Inc
511484 | 511484 | 2026-01-29 15:22 | Bit Digital – Montreal MTL2 Data Center Expansion – Quebec | Bit Digital – Montreal MTL2 Data Center Expansion – Quebec | https://construction.globaldata.com/Projects/Overview/511484 | Execution | Parent | 19 | 2024 Q4 | 2025 Q1 | 2026 Q2 | North America | Canada | Quebec | Montreal | 7300 Trans Canada Highway in Pointe-Claire |  | Commercial & Leisure | Data Center | Data Center |  |  | Expansion | Onshore | Bit Digital Inc (Bit Digital) is undertaking the expansion of the Tier III data center located at 7300 Trans Canada Highway in Pointe-Claire, Montreal, Canada. The project involves the expansion of the existing 14,865m2 data center MTL2. It includes the installation of an advanced cooling system, direct-to-chip liquid cooling, and a heat reject loop system. The facility will be powered by 100% renewable hydroelectricity provided by Hydro-Quebec. The facility supports Artificial Intelligence (AI) and other high-performance workloads with 150kW rack density. The site is anticipated to be operational in 2026. | 45.5088 | -73.5878 | The project involves the expansion of the existing 14,865m2 data center located at 7300 Trans Canada Highway in Pointe-Claire, Montreal, Canada. The US$19 million project includes the following: 1. Installation of an advanced cooling system 2. Installation of direct-to-chip liquid cooling 3. Installation of a heat reject loop system | Artificial Intelligence; Green data center; Tier 3 Data Center |  |  | January 2026 - Construction activities are underway. July 2025 - Construction works are underway. December 2024 - Bit Digital Inc announced plans to expand MTL2 data center in Montreal. | Project work on Schedule | 1 | Not Funded / Unconfirmed | Private | Bit Digital Inc
447841 | 447841 | 2026-01-29 15:21 | QTS Realty – QTS PHX 3 Data Center Campus – Arizona | QTS Realty – QTS PHX 3 Data Center Campus – Arizona | https://construction.globaldata.com/Projects/Overview/447841 | Planning | Parent | 4000 | 2022 Q4 | 2027 Q1 | 2030 Q3 | North America | United States | Arizona | Phoenix | north of Camelback Road and west of Loop 303 along Cotton Lane | AZ 85338 | Commercial & Leisure | Data Center | Data Center |  | Low | New | Onshore | QTS Realty Trust Inc. (QTS) is planning to undertake the construction of a colocation data center in Glendale, Arizona, the US. The project involves the construction of a 278,709m2 data center campus with a consumption capacity of 750MW on 152ha of land. It will be developed in 16 buildings with 16,722m2 of space in each building. The project also includes the construction of a substation, a server room, a meeting room, an administrative space, and parking facilities, and the installation of safety and security systems. The project will be powered by 100% renewable energy. It will utilise water-free cooling technology. In July 2022, QTS purchased the project site for US$255.3 million from First Industrial Realty Trust. | 33.775 | -112.1386 | The project involves the construction of a 278,709m2 data center campus with a consumption capacity of 750MW on 152ha of land in Glendale, Arizona, the US. The US$4,000 million project includes the following: 1. Construction of a substation 2. Construction of a server room 3. Construction of a meeting room 4. Construction of an administrative space 5. Construction of parking facilities 6. Installation of safety and security systems | Colocation Data Center; Green data center; Heating, ventilation and air conditioning (HVAC); Modular data center |  |  | February 2026 - Planning activities are underway. January 2026 - Planning activities are underway. June 10, 2025 - We have not been able to obtain further updates on this project. We have retained the same project stage and amended the key dates accordingly. We will update the profile as soon as we obtain any new information. August 2024 - Planning activities are underway. June 2024 - Planning activities are underway. Q1 2023 - QTS submitted the initial plans of the project to the City of Glendale. Q4 2022 - QTS announced plans to construct a data center campus in Glendale. | No Major Development | 0 | Not Funded / Unconfirmed | Private | QTS Realty Trust LLC
507049 | 507049 | 2026-01-29 14:57 | FCDC – Hietavaara Data Center – Lapland | FCDC – Hietavaara Data Center – Lapland | https://construction.globaldata.com/Projects/Overview/507049 | Planning | Parent | 2200 | 2025 Q1 | 2027 Q2 | 2029 Q3 | Europe | Finland | Lapland | Rovaniemi | Hietavaara |  | Commercial & Leisure | Data Center | Data Center |  | Low | New | Onshore | FCDC Corp Oy is planning to construct a colocation data center in Hietavaara, Lapland, Finland. The project involves the construction of a 180,000m2 data center with 500MW of consumption capacity. It includes the construction of office spaces, server rooms, control rooms, and a substation,n and the installation of safety and security systems. Fingrid will provide the power for the facility. | 66.4196 | 25.5117 | The project involves the construction of a 180,000m2, 500MW data center in Lapland, Finland. The US$2,200 million project includes the following: 1. Construction of office spaces 2. Construction of server rooms 3. Construction of control rooms 4. Construction of a substation 5. Installation of generators 6. Installation of cooling systems 7. Installation of safety and security systems | Colocation Data Center; Heating, ventilation and air conditioning (HVAC) |  |  | January 2026 - Planning activities are underway. May 2025 - The project is in the early stage of development. Q1 2025 - FinCap and yleisradio announced plans to build a data center in Hietavaara. | No Major Development | 0 | Not Funded / Unconfirmed | Private | FCDC Corp Oy

## Notes and definitions
Legend Name | Count
Projects | 2000
Search URL
https://construction.globaldata.com/ProjectListing?recordtype=Projects&av=6&sector=55008
Project Event | Latest momentum score, from -5 (negative momentum) to +5 (positive momentum)
Construction Completed | 5
Construction Commenced | 4
Financial Closure Achieved | 4
Major Contract Awarded | 4
Investment Decision Approved | 3
Major Authority Clearance Received | 3
Construction / Process Objection Cleared | 3
Project Work / Process Resumed | 3
Funding Secured | 2
Scope of Work has been Increased | 2
Major Tender Work in Progress | 2
Project Phase / Stage Completed | 2
Project Phase / Stage Commenced | 2
Major Authority Clearance Submitted | 1
Minor Contract Awarded | 1
Minor Work Commenced | 1
Minor Work Completed | 1
Project Plan Announced | 1
Project Work on Schedule | 1
Minor Work Tender | 1
Project Ownership Changed | 0
No Major Development | 0
Project Awaiting Approvals | 0
Major Tender Bids Extended | -1
Minor Work Tender Bids Extended | -1
Minor Work Tender Bids Rejected | -1
Major Tender Bids Rejected | -2
Scope of Work has been Reduced | -2
Construction / Process Objection Occurred | -3
Major Authority Clearance Rejected | -3
Project is Delayed | -3
Project Phase / Stage Cancelled | -3
Major Contract Terminated | -4
Major Work Cancelled | -4
Project Put on Hold | -4
Project has been Cancelled | -5
Information Unavailable