## Raw data
Id | Ultimate_ProjectId | Last_Update | Project_Name | Ultimate_Project_Name | Project_Url | Project_Stage | Project_Type | Project_Value_USDm | Project_Announcement_Quarter | Construction_Start_Quarter | Project_End_Quarter | Region | Country | State | City | Street_Address | PostCode | Primary_Sector_Level_1 | Primary_Sector_Level_2 | Primary_Sector | Secondary_Sector | Likelihood_Score | Construction_Type | Location_Type | Project_Overview | Latitude | Longitude | Project_Scope | Project_Attributes | Project_Background | Project_Website | Latest_Update | Project_Event | Latest_Momentum_Score | Funding_Status | Funding_Mode | Project_Owner | Main_Contractor | Feed_Design | Consultant | Project_Notes
451495 | 451495 | 2026-05-22 14:58 | EdgeConneX/ TA Realty – ATL11 Data Center – Georgia | EdgeConneX/ TA Realty – ATL11 Data Center – Georgia | https://construction.globaldata.com/Projects/Overview/451495 | Planning | Parent | 1800 | 2024 Q1 | 2027 Q3 | 2029 Q3 | North America | United States | Georgia |  | 4810 Stonewall Tell Road | 30349 | Commercial & Leisure | Data Center | Data Center |  | Low | New | Onshore | TA Associates Realty (TA Realty) and EdgeConneX Inc (EdgeConneX) are planning to construct Tier III hyperscale data centers in Union City, Georgia, the US. The project involves the construction of 195,096m2, three data centers with a consumption capacity of 324MW on 25ha of land. It will be developed in three phases. Each phase will include a 56,857m2 data center. It includes the construction of server rooms, an office space, meeting rooms, a control room, and a parking facility, and the installation of safety and security systems. The facility draws power from a utility grid and is backed up with N+1 UPS. It will be equipped with an advanced cooling system with N+1 configuration. It was designed to meet SOC 2 Type 3, ISO 27001, PCI DSS and HIPAA certificates. Burr Computer Environments Inc has been appointed as the consulting engineer. In July 2024, EdgeConneX purchased 25ha of land for US$318.5 million. Construction work is scheduled to be completed by the third quarter of 2029. | 33.5988 | -84.549 | The project involves the construction of 195,096m2, three data centers with a consumption capacity of 324MW on 25ha of land in Union City, Georgia, the US. The US$1,800 million project includes the following: 1. Construction of server rooms 2. Construction of an office space 3. Construction of meeting rooms 4. Construction of a control room 5. Construction of a parking facility 6. Installation of safety and security systems | Heating, ventilation and air conditioning (HVAC); Hyperscale Data Center; Tier 3 Data Center |  |  | May 2026 - Planning activities are underway. November 2025 - Planning activities are underway. February 2025 - Planning activities are underway. July 2024 - Burr CE submitted the Developments of Regional Impact application with the Georgia Department of Community Affairs. Q1 2024 - EdgeConneX and TA Realty announced plans to build a data center in Union City. | No Major Development | 0 | Not Funded / Unconfirmed | Private | EdgeConneX Inc;TA Associates Realty |  |  | Burr Computer Environments Inc
550998 | 550998 | 2026-05-22 13:42 | 900 Conshohocken – Plymouth Township AI Data Center – Pennsylvania | 900 Conshohocken – Plymouth Township AI Data Center – Pennsylvania | https://construction.globaldata.com/Projects/Overview/550998 | Planning | Parent | 9000 | 2025 Q3 | 2027 Q1 | 2029 Q4 | North America | United States | Pennsylvania |  | 900 Conshohocken road, Plymouth Township | 19428 | Commercial & Leisure | Data Center | Data Center |  | Medium | Redevelopment | Onshore | 900 Conshohocken Road LLC is planning to construct a colocation data center at the former Cleveland-Cliffs Steel Plant in Montgomery County, the US. The project involves to redevelop the existing 10 buildings into to approximately 153,290m2 of data center buildings by adding one floor level within some of the existing building volume. It includes the construction of data halls, server rooms and parking spaces, and the installation of cooling systems, racks, power supply systems, safety and security systems. A zoning application was filed with the Plymouth Township Zoning Hearing Board on September 24, 2025, and a hearing was conducted on November 17, 2025. The review process was subsequently discontinued after the developer withdrew the application due to legal issues. In May 2026, a new application was submitted to the Board, requesting a special exception for the former steel mill property. The project is committed to operating on its own renewable energy source through natural gas turbines. It is equipped with reliable uninterruptible power supply (UPS) units and diesel generators for backup power systems. The data centers will be cooled using a closed-loop system and will not draw water directly from the adjacent Schuylkill River nor from on-site wells. Edward B. Walsh & Associates, Inc. has been appointed as the site engineer, surveyor, and planner. | 40.089 | -75.3172 | The project involves the redevelopment of the existing 10 buildings into to approximately 153,290m2 of data center buildings in Montgomery County, the US. The US$9,000 million project includes the following: 1. Construction of data halls 2. Construction of server rooms 3. Construction of parking spaces 4. Installation of cooling systems 5. Installation of racks 6. Installation of power supply systems 7. Installation of generators 8. Installation of safety and security systems | Colocation Data Center; Green data center |  |  | May 2026 - A new zoning application submitted to the Plymouth Township Zoning Hearing Board. November 2025 - 900 Conshohocken Road LLC withdrew zoning application due to legal issues. October 2025 - The Plymouth Township Zoning Hearing Board is reviewing the planning application. October 2025 - The planning commission voted not to recommend the granting of the special exception, as residents expressed opposition to the plan, citing concerns about its negative impacts, including air quality and noise. September 2025 - A planning application was submitted to the Plymouth Township Zoning Hearing Board. August 2025 - 900 Conshohocken Road LLC is planning to construct a data center at 900 Conshohocken road, the US. | Construction / Process Objection Cleared | 3 | Not Funded / Unconfirmed | Private | 900 Conshohocken Road LLC |  |  | Edward B Walsh and Associates Inc
339273 | 102319 | 2026-05-22 13:08 | Khazna Data – Kizad: Khazna Data Center at Masdar City (AUH08) – Abu Dhabi | AD Ports – Khalifa Industrial Zone (KIZAD) – Abu Dhabi | https://construction.globaldata.com/Projects/Overview/339273 | Execution | Parent | 240 | 2020 Q4 | 2025 Q1 | 2026 Q4 | Middle East and Africa | United Arab Emirates | Abu Dhabi | Abu Dhabi |  |  | Commercial & Leisure | Data Center | Data Center |  |  | New | Onshore | Khazna Data Center Ltd (KDCL), a subsidiary of Mubadala Development Company, is undertaking the construction of Khazna Data Center (AUH08) in Abu Dhabi, the UAE. The project involves the construction of a 5MW data center. It also includes the construction of meeting rooms, conference rooms, parking facilities, installation of security systems and associated facilities, and development of office areas. The project is in the initial stage of development. Mubadala Development Company is in the process of preparing to tender a design and build contract. The main tender contract is expected to be issued by November 2021. The main contract tender is expected to be issued in January 2022. The main contract tender was issued with the bid submission due May 08, 2022. The following companies have been prequalified for the project *McLaren Construction Group *Laing O'Rourke *ASGC Construction *BESIX *STS and *Voltas Electromechanical. Arcadia Group is working as a Project Management Consultant. The following companies have submitted the main contract bids for the project: *McLaren Construction Group *Laing O'Rourke *and ASGC Construction*. The main contract is yet to be awarded. The main contract has been awarded to McLaren Group. Construction works are yet to commence on the project. The in-house division of McLaren Group is working as the MEP subcontractor and construction works are ongoing on the project. In June 2025, structural works are progressing on the project. | 24.4206 | 54.6247 | Khazna Data Center Ltd (KDCL), a subsidiary of Mubadala Development Company, is undertaking the construction of Khazna Data Center (AUH08) in Abu Dhabi, the UAE. The project is part of an expansion plan to have a total of 200MW of IT load capacity. The Khazna AUH8 Data Centre will provide a 30 MW IT load, expanding the total existing capacity at the Masdar City site from 32 MW to 62 MW. The facility features modular construction, adiabatic free-cooling systems, and is aiming for LEED Gold and Estidama Pearl 4 sustainability certifications. It will source about 7 % of its power from a remote photovoltaic solar farm and will meet benchmarks for efficient power usage and environmental standards. Its function is to support cloud workloads, AI infrastructure and to reinforce UAE’s digital infrastructure resilience. The US$240 million project includes the following: 1. Construction of a 30MW data center 2. Installation of adiabatic free-cooling systems for thermal management 3. Deployment of modular design architecture for rapid and efficient build 4. Integration of solar PV farm supplying approximately 7 % of power demand 5. Targeting LEED Gold and Estidama Pearl 4 sustainability certifications 6. Expansion of existing facility to raise total IT load at site from 32 MW to 62 MW | Colocation Data Center | A new data center is being built in Abu Dhabi. The project is a part of an expansion plan to have a total of 200MW of IT load capacity by 2023. |  | May 2026 - Construction works are ongoing and the project is expected to be completed by the fourth quarter of 2026. July 2025 - As per the site visit on June 25, 2025, structural works are progressing on the project. April 2025 - The in-house MEP division of McLaren Group is working as the MEP subcontractor and construction works are ongoing on the project. September 2024 - We have not been able to obtain further updates on this project. We have retained the same project stage and amended the key dates accordingly. We will update the profile as soon as we obtain any new information. January 2024 - We have not been able to obtain further updates on this project. We have retained the same project stage and amended the key dates accordingly. We will update the profile as soon as we obtain any new information. May 2023 - Construction works are yet to commence on the project. January 2023 - Construction works are yet to commence on the project. October 2022 - The main contract has been awarded to McLaren Group. August 2022 - The main contract is yet to be awarded. May 2022 - The following companies have submitted the main contract bids for the project: *McLaren Construction Group *Laing O'Rourke *ASGC Construction*. April 2022 - The main contract tender has been issued with the bid submission due on May 08, 2022. The following companies have been prequalified for the project *McLaren Construction Group *Laing O'Rourke *ASGC Construction *BESIX *STS and *Voltas Electromechanical. Arcadis Group is working as Project Management Consultant. December 2021 - The main contract tender is expected to be issued in January 2022. August 2021 - Mubadala Development Company is in process of preparing to tender a design and build contract. The main tender contract is expected to be issued by November 2021. April 2021 - The project is in the initial stage of development. February 08, 2021 - The project is in the initial stage of development. | Project work on Schedule | 1 | Not Funded / Unconfirmed | Private | Khazna Data Center Ltd | JLW ME Electromechanical;McLaren Group Ltd | Serex International Consultant | AESG Middle East;Arcadis NV;Atkinsrealis (WS) Ltd;Group Consult International;Joule Group UAE;Red Engineering
471324 | 471324 | 2026-05-22 12:50 | BEEAH/ Khazna Data – Data Center in Kalba – Ash Shariqah | BEEAH/ Khazna Data – Data Center in Kalba – Ash Shariqah | https://construction.globaldata.com/Projects/Overview/471324 | Design | Parent | 56 | 2024 Q1 | 2027 Q3 | 2029 Q4 | Middle East and Africa | United Arab Emirates | Ash Shariqah | Sharjah |  |  | Commercial & Leisure | Data Center | Data Center |  | Medium | New | Onshore | Khaznah Sharjah, a joint venture of BEEAH Group and Khazna Data Centers is undertaking the construction of a data center in Kalba City, Sharjah, the UAE. The facility will be Sharjah’s largest Tier 3 data centre with a design capacity of approximately 9 MW. Key components include secure server halls, redundant power and cooling systems, advanced fire and environmental control, solar power integration, water recycling, and smart lighting controls. The centre will support secure data hosting, digital transformation, cloud services, and AI infrastructure. Notable features include high energy efficiency (PUE of 1.5 or less), sustainability certifications (Estidama, LEED), and alignment with net-zero waste and carbon-neutral operations goals. Sharjah Communication Technologies Authority (SCTA) has signed a memorandum of understanding (MoU) a joint venture of BEEAH Group and Khazna Data Centers to develop the project. | 25.3374 | 55.4121 | Khaznah Sharjah, a joint venture of BEEAH Group and Khazna Data Centers is undertaking the construction of a data center in Kalba City, Sharjah, the UAE. The facility will be Sharjah’s largest Tier 3 data centre with a design capacity of approximately 9 MW. Key components include secure server halls, redundant power and cooling systems, advanced fire and environmental control, solar power integration, water recycling, and smart lighting controls. The centre will support secure data hosting, digital transformation, cloud services, and AI infrastructure. Notable features include high energy efficiency (PUE of 1.5 or less), sustainability certifications (Estidama, LEED), and alignment with net-zero waste and carbon-neutral operations goals. The project aims to advance technological infrastructure and fuel digital transformation and telecommunication solutions in Sharjah and it will be the first asset in the joint venture's portfolio. SCTA, Beeah and Khazna are exploring waste-to-energy as a power source, incorporating greywater recycling systems to reduce water consumption, and integrating technologies to minimise energy and maintenance requirements while maximising uptime. The US$56 million project includes the following: 1. Construction of a 9MW data center 2. Installation of redundant power systems and backup generators. 3. Installation of cooling infrastructure including multiple cooling paths. 4. Provision of fire detection, suppression and environmental control systems. 5. Integration of renewable energy sources (solar, waste-to-energy exploration). 6. Incorporation of water recycling and greywater reuse systems. 7. Implementation of smart LED lighting and motion sensors. 8. Infrastructure works: site preparation, utilities, access roads. 9. Testing, commissioning and handover of all critical systems. |  | A data center project is planned to be developed in Kalba City, Sharjah. |  | May 2026 - We have not been able to obtain further updates on this project. We have retained the same project stage and amended the key dates accordingly. We will update the profile as soon as we obtain any new information. July 2025 - We have not been able to obtain further updates on this project. We have retained the same project stage and amended the key dates accordingly. We will update the profile as soon as we obtain any new information. December 16, 2024 - Sharjah Communication Technologies Authority (SCTA) has signed a memorandum of understanding (MoU) a joint venture of BEEAH Group and Khazna Data Centers to develop the project. | Information Unavailable |  | Not Funded / Unconfirmed | Private | BEEAH Group;Khazna Data Center Ltd
478091 | 478091 | 2026-05-22 12:39 | Bpifrance / France Gov/ MGX Fund/ Mistral AI/ NVIDIA/ UAE Gov – France AI Data Center Campus – Ile-de-France | Bpifrance / France Gov/ MGX Fund/ Mistral AI/ NVIDIA/ UAE Gov – France AI Data Center Campus – Ile-de-France | https://construction.globaldata.com/Projects/Overview/478091 | Planning | Parent | 14000 | 2025 Q1 | 2026 Q4 | 2028 Q4 | Europe | France | Ile-de-France | Melun | Fouju |  | Commercial & Leisure | Data Center | Data Center |  | Medium | New | Onshore | The French Government, in association with Government of UAE, Bpifrance Financement, MGX Fund Management Ltd, NVIDIA Corp and Mistral AI, are planning to build a new AI data center campus facility in Fouju, Seine-et-Marne Department in the Île-de-France Region, France. The project involves the construction of a new data center facility on a 89ha of land with the consumption capacity of 1.4GW. It also includes the construction of ten to twelve data centers, offices, server rooms, access roads, parking facility and the installation of equipment and cooling systems and safety and security systems. The project will be developed in phases. The first phase includes the construction of the three data center buildings which will use dry cooling technology. Socotec has been appointed as the study consultant. Construction works are expected to commence by the fourth quarter of 2026 and are scheduled to be completed by the fourth quarter of 2028. | 48.5878 | 2.7216 | The project involves the construction of a new AI data center campus facility on a 89ha of land with a consumption capacity of 1.4GW in Fouju, Seine-et-Marne Department in the Île-de-France Region, France. The US$14,000 million project includes the following: 1. Construction of ten to twelve data centers 2. Construction of offices 3. Construction of server rooms 4. Construction of access roads 5. Construction of parking facility 6. Installation of equipment and cooling systems 7. Installation of safety and security systems | Artificial Intelligence; Heating, ventilation and air conditioning (HVAC) |  |  | May 2026 - The public inquiry activities and simultaneously the earthworks are underway. April 2026 - The public inquiry activities launched on the project. November 2025 - Study activities are underway. July 2025 - Study activities are underway. February 2025 - The French Government, in association with Government of UAE, Bpifrance Financement, MGX Fund Management Ltd, NVIDIA Corp and Mistral AI, announced plans to build a new AI data center campus facility in France. | Project work on Schedule | 1 | Not Funded / Unconfirmed | Private | Bpifrance Financement SA;Government of UAE;MGX Fund Management Ltd;Mistral AI;NVIDIA Corp;The French Government |  |  | Socotec Avignon
477076 | 477076 | 2026-05-22 11:48 | MSFT – France Data Center Facilities Program – Grand-Est | MSFT – France Data Center Facilities Program – Grand-Est | https://construction.globaldata.com/Projects/Overview/477076 | Planning | Program | 4307 | 2024 Q2 | 2029 Q2 | 2033 Q1 | Europe | France | Grand-Est;Ile-de-France;Provence-Alpes-Cote d'Azur | Mulhouse;Paris;Marseille |  |  | Commercial & Leisure | Data Center | Data Center |  | Medium | New | Onshore | Microsoft Corp is planning to build and expand its data centers in France. The program involves the construction of a new data center. It includes the construction of server rooms, meeting rooms, an administrative space, parking facilities, expansion of existing data centers and the installation of equipment and cooling systems and safety and security systems. The program involves the construction of a new data center in Mulhouse, Grand Est Region, and expansion of existing data center in Paris, Ile-de-France Region and Marseille, Provence-Alpes-Cote d'Azur Region, France. | 43.297 | 5.3811 | The program involves the construction and expansion of data centers in France. The US$4,307 million program includes the following: 1. Construction of a new data center 2. Construction of meeting rooms 3. Construction of administrative space 4. Construction of server rooms 5. Construction of parking facilities 6. Expansion of existing data centers 7. Installation of equipment and cooling systems 8. Installation of safety and security systems | Heating, ventilation and air conditioning (HVAC); Hyperscale Data Center |  |  |  | Project work on Schedule | 1 | Not Funded / Unconfirmed | Private | Microsoft Corp
414124 | 414124 | 2026-05-22 11:06 | Vkontakte – Moscow Data Centers Development Program – Moscow | Vkontakte – Moscow Data Centers Development Program – Moscow | https://construction.globaldata.com/Projects/Overview/414124 | Construction Complete | Program | 515 | 2022 Q4 | 2024 Q2 | 2025 Q2 | Europe | Russia | Moscow | Moscow |  |  | Commercial & Leisure | Data Center | Data Center |  |  | New | Onshore | VK has built two DPCs in Moscow, Russia. The program involved the construction of meeting rooms, conference rooms, delivery rooms, warehouses, office spaces, machine chambers, and administration spaces and the installation of electrical and mechanical systems, advanced alarm systems, and power facilities. An in-house division of VK undertook the design and construction work. In June 2024, construction activities were completed in Domodedovo. In June 2025, construction activities were completed on Pakhra-2 Data Center. | 55.7522 | 37.6156 | The program involved the construction of two data processing centers (DPCs) in Moscow, Russia. The US$515 million program included the following: 1. Construction of meeting rooms 2. Construction of conference rooms 3. Construction of delivery rooms 4. Construction of warehouses 5. Construction of office spaces 6. Construction of machine chambers 7. Construction of administration spaces 8. Installation of electrical and mechanical systems 9. Installation of advanced alarm systems 10. Installation of power facilities | Heating, ventilation and air conditioning (HVAC) |  |  |  | Construction Completed | 5 | Not Funded / Unconfirmed | Private | VKontakte Ltd
438269 | 438269 | 2026-05-22 11:06 | Bulk Infra – N01 Data Center Campus Expansion – Vest-Agder | Bulk Infra – N01 Data Center Campus Expansion – Vest-Agder | https://construction.globaldata.com/Projects/Overview/438269 | Construction Complete | Parent | 130 | 2022 Q3 | 2024 Q1 | 2026 Q1 | Europe | Norway | Vest-Agder | Kristiansand | Ovrebo | 4715 | Commercial & Leisure | Data Center | Data Center |  |  | Expansion | Onshore | Bulk Infrastructure Group AS (BIG) has undertaken the expansion of the N01 Data Center Campus in Kristiansand, Agder, Norway. It is located on a three-square-km site next to a transformer station just outside of Kristiansand in the Agder region. The project involved the construction of a hyperscale data center with IT capacity of 42MW on 300ha of land. It included the construction of data halls, a substation, server rooms, an administrative facility, and parking spaces, and the installation of air-cooling and direct liquid-cooling capabilities of up to 100kW per rack, along with safety and security systems. The project is committed to operating on 100% renewable energy. It is equipped with reliable uninterruptible power supply (UPS) units and generators for backup power systems. Bulk previously launched a 12MW data center facility at the N01 Data Center Campus in 2023. BIG appointed CTS Nordics AS (CTS) as the design-build contractor in July 2023. CoreWeave selected to deploy an NVIDIA GB200 NVL72 cluster in the campus. Construction works commenced in January 2024, and were completed in January 2026. | 58.2574 | 7.8928 | The project involved the expansion of a data center with IT capacity of 42MW on 300ha of land in Kristiansand, Agder, Norway. The US$130 million project included the following: 1. Construction of data halls 2. Construction of a substation 3. Construction of server rooms 4. Construction of an administrative facility 5. Construction of car parking spaces 6. Installation of air cooling and direct liquid cooling capabilities of up to 100kW per rack 7. Installation of safety and security systems | Green data center; Heating, ventilation and air conditioning (HVAC); Hyperscale Data Center |  |  | January 2026 - Construction work is completed. December 2025 - Construction works are underway. April 2025 - Construction work is underway. December 2024 - Construction work is underway. January 23, 2024 - Construction works commenced. July 2023 - BIG awarded the design and build contract to CTS. Q3 2022 - BIG announced plans to expand the N01 Data Center Campus in Kristiansand. | Construction Completed | 5 | Not Funded / Unconfirmed | Private | Bulk Infrastructure AS | CTS Nordics AS | CTS Nordics AS | CoreWeave Inc
187799 | 187799 | 2026-05-22 10:39 | Mayo Renewables – Killala Biomass CHP Plant 42.5 MW – Connaught | Mayo Renewables – Killala Biomass CHP Plant 42.5 MW – Connaught | https://construction.globaldata.com/Projects/Overview/187799 | Pre-Design | Parent | 150 | 2011 Q4 | 2026 Q4 | 2027 Q4 | Europe | Ireland | Connaught |  | former Asahi Chemicals site in Killala, Mayo County |  | Energy & Utilities | Power Infrastructure | Biomass | Data Center | High | New | Onshore | Mayo Renewable Power Ltd (MRP) has planned the biomass-fueled, combined heat and power (CHP) plant in Killala, Mayo, Ireland. The project involves the construction of a 42.5MW renewable energy power plant. It includes the construction of a 9,290m2 data center, turbine house, boiler house, fuel storage facilities, and powerhouse, and the laying of transmission lines. Arup Group Ltd, The Moore Group, Factory Sales and Engineering Inc and Stephen Dowds Associates has been appointed as environmental consultants, Merrimac Associates as an engineer, Fingleton White & Co Ltd as a design engineer, McCann FitzGerald as an advisor, Merrimac Associates as an engineering consultant, RKD Architects as an architect, Bruce Shaw as a construction consultant, Dalkia as a management contractor, ElectroRoute as a marketing consultant and John Sisk & Son as a contractor, H&MV Engineering Ltd as a sub-contractor. In June 2015, MRP secured all the necessary planning permission and permits and secured finance for the project from its equity backer Weichert Enterprise, and loans from AIB, Ulster, and Barclays. In June 2015, Veolia has been awarded US$500 million contracts to operate the power plant, and in 2015, construction activities were commenced on the project. In March 2024, MRP received the planning approvals from the Mayo County Council. | 54.2068 | -9.2322 | The project involves the construction of a 42.5MW renewable energy power plant in Killala, Mayo, Ireland. The US$150 million project includes the following: 1. Construction of a powerhouse 2. Construction of a 9,290m2 data center 3. Construction of a boiler house 3. Construction of fuel storage facilities 4. Laying of transmission lines | Cogeneration/Combined Heat and Power (CHP); Combined Heat and Power; Green data center | A renewable energy plant was proposed for construction on the site of the former Japanese-owned Asahi Chemicals acrylic fiber manufacturing plant in Killala, County Mayo. It will create 350 construction jobs and 30 permanent jobs. The plant will benefit from the State’s Renewable Energy Feed-in-Tariff (Refit) program. The new plant will burn woodchips and will generate power to supply around 68,000 homes. |  | Q2 2026 - We have not been able to obtain further updates on this project. We have retained the same project stage and amended the key dates accordingly. We will update the profile as soon as we obtain any new information. Q2 2026 - Design activities are underway. July 2025 - We have not been able to obtain further updates on this project. We have retained the same project stage and amended the key dates accordingly. We will update the profile as soon as we obtain any new information. July 01, 2024 - We have not been able to obtain further updates on this project. We have retained the same project stage and amended the key dates accordingly. We will update the profile as soon as we obtain any new information. Q1 2024 - MRL received the planning approvals from the Mayo County Council. July 02, 2021 - We have not been able to obtain further updates on this project. We have retained the same project stage and amended the key dates accordingly. We will update the profile as soon as we obtain any new information. August 2020 - MRP is awaiting approvals from CRU. January 2020 - MRP is awaiting approvals from Commission for Regulation of Utilities. July 2019 - MRP awaiting permissions from Commission for Regulation of Utilities (CRU). February 2019 - Planning activities are underway. December 2018 - MRP submitted a planning application to Commission for Regulation of Utilities (CRU). February 2018 - Project is on hold. Q3 2017 - The project is still on hold. Q1 2017 - The project is still on hold. Q1 2016 - Construction activities are underway. September 2015 - Construction works commenced. June 15, 2015 - Veolia secured combined heat and power (CHP) contract. Q2 2015 - Pre-construction activities are underway. October 2011 - MRP announced plans to build a renewable energy plant in Killala. | Project work on Schedule | 1 | Partially Funded | Private | Mayo Renewable Power | John Sisk and Son Ltd | RKD Architects | Arup Group Ltd;Factory Sales and Engineering Inc.;Falco Holdings Limited;Fingleton White & Co Ltd;Merrimac Associates, Inc.;Stephen Dowds Associates;The Moore Group
398686 | 398686 | 2026-05-22 10:24 | Crane Data Centers/ Principal Asset – Portland Metro PDX Data Center Campus – Oregon | Crane Data Centers/ Principal Asset – Portland Metro PDX Data Center Campus – Oregon | https://construction.globaldata.com/Projects/Overview/398686 | Execution | Parent | 430 | 2023 Q1 | 2025 Q2 | 2028 Q4 | North America | United States | Oregon | Forest Grove | 2975 Heather Street | 97116 | Commercial & Leisure | Data Center | Data Center |  |  | New | Onshore | Crane Data Centers Inc. (Crane) and Principal Asset Management (PAM) are undertaking the construction of a colocation data center campus in Forest Grove, Oregon, the US. The project involves the construction of a 50,455m2 data center campus across two data centers on 14.16ha of land with a capacity of 100MW. It includes the construction of conference and break rooms, a cafeteria, storage space, office space, loading docks, parking facilities, the installation of bio-diesel fuel generators, safety and security systems. It includes the phased construction of data center campus. The PDX01 data center includes construction of a 16,722m2 building with a consumption capacity of 48MW, and the PDX02 data center includes the construction of a 33,723m2 building with a consumption capacity of 48MW. The campus to support artificial intelligence and machine learning workload needs. The facility will be operated on 100% renewable energy. It will use advanced closed-loop system enables both liquid and air cooling with zero ongoing water consumption. It has N+1 UPS redundancy and N+1 generator redundancy for power backup. The data center targets to achieve the power usage effectiveness (PUE) of 1.3 or lower. The project has been designed to meet the requirements for LEED (Leadership in Energy and Environmental Design) certification. Fortis Construction has been appointed as a main contractor for the PDX01 data center. Construction works commenced in June 2025, and the first data center PDX01 is scheduled to be completed by September 2026. | 45.5145 | -123.0766 | The project involves the construction of a 50,455m2 data center campus on 14.16ha of land with a consumption capacity of 100MW in Forest Grove, Oregon, the US. The US$430 million project includes the following: 1. Construction of conference and break rooms 2. Construction of a cafeteria 3. Construction of storage space 4. Construction of office space 5. Construction of loading docks 6. Construction of parking facilities 7. Installation of bio-diesel fuel generators 8. Installation of safety and security systems | Colocation Data Center; Green data center; Heating, ventilation and air conditioning (HVAC); LEED |  |  | May 2026 - Construction activities are underway. February 2026 - Construction activities are underway. December 2025 - Topping out ceremony held on the project site. November 2025 - Construction activities are underway. August 2025 - Construction works on Building one are underway. June 25, 2025 - Groundbreaking ceremony held and construction works commenced on the first phase. September 2024 - The city council has approved the project plans. June 28, 2024 - We have not been able to obtain further updates on this project. We have retained the same project stage and amended the key dates accordingly. We will update the profile as soon as we obtain any new information. August 25, 2023 - We have not been able to obtain further updates on this project. We have retained the same project stage and amended the key dates accordingly. We will update the profile as soon as we obtain any new information. January 2023 - Crane and PAM announced a plan to build a data center in Forest Grove. | Project work on Schedule | 1 | Not Funded / Unconfirmed | Private | Crane Data Centers Inc;Principal Asset Management | Fortis Construction Inc
214527 | 214431 | 2026-05-22 10:18 | Amazon Data Svs Ireland – Mulhuddart Data Center Campus: Phase I – Leinster | Amazon Data Svs Ireland – Mulhuddart Data Center Campus – Leinster | https://construction.globaldata.com/Projects/Overview/214527 | Construction Complete | Sub | 220 | 2017 Q1 | 2019 Q3 | 2025 Q4 | Europe | Ireland | Leinster | Dublin | Mulhuddart | D15 | Commercial & Leisure | Data Center | Data Center |  |  | New | Onshore | Amazon Web Services Inc. (AMZN) had undertaking the construction of a data center campus in Mulhuddart, Dublin, Ireland. The project involved the construction of a 20,580m2 data center. It included data halls, associated electrical and AHU plant rooms, a loading bay, maintenance and storage space, office administration areas, a screened plant, and the installation of solar panels, and 19 generators. MCA Architects was appointed as the architect, Stephen Diamond Associates as the landscape architect John Spain Associates was appointed as the planning consultant, AWN Consulting Ltd as the engineering consultant, and P.J. Hegarty & Sons was appointed as the construction contractor for the first phase of the project. In 2017, AMZN submitted a planning application for the development to the Fingal County Council and secured planning permissions for the development. Environmental Impact Statement (EIS) objection was raised with Irish planning permission appeals to the body. In 2018, Project G secured approvals from An Bord Pleanala. In 2019, construction works commenced and completed in December 2025. | 53.4017 | -6.3998 | The project involves the construction of a 20,580m2 data center in Dublin, Ireland. The US$220 million project includes the following: 1. Construction of data halls 2. Construction of associated electrical and AHU plant rooms 3. Construction of a loading bay 4. Construction of a maintenance and storage space 5. Construction of office administration areas 6. Construction of a screened plant 7. Installation of solar panels 8. Installation of 19 generators | COVID-19; Heating, ventilation and air conditioning (HVAC); Hyperscale Data Center | A data center campus built 12km northwest of Dublin in Mulhuddart. It was also known as 'Project G'. |  | December 2025 - Construction work completed. June 2025 - Construction works are underway. December 2024 - Construction works are underway. April 2024 - Construction works are underway. July 2023 - Construction works are underway. January 2023 - Construction activities are underway. June 24, 2022 - We have not been able to obtain further updates on this project. We have retained the same project stage and amended the key dates accordingly. We will update the profile as soon as we obtain any new information. December 27, 2021 - We have not been able to obtain further updates on this project. We have retained the same project stage and amended the key dates accordingly. We will update the profile as soon as we obtain any new information. February 2021 - Construction activities are underway. September 2020 - Construction activities are underway. April 2020 - The project is facing a delay due to the outbreak of the coronavirus. Q3 2019 - Construction activities are underway. September 2019 - Construction works commenced. April 2019 - Planning activities are underway. March 2018 - Planning activities are underway. January 2018 - Project G secured approvals from An Bord Pleanala Q2 2017 - Planning activities are underway. March 2017 - AMZN submitted a planning application to the Fingal County Council. Q1 2017 - AMZN announced plans to build data centers in Mulhuddart. | Construction Completed | 5 | Not Funded / Unconfirmed | Private | Amazon Data Services Ireland Ltd | P.J. Hegarty & Sons UK Ltd | MCA Architects Ltd;Stephen Diamond Associates | AWN Consulting Ltd;John Spain Associates
510827 | 510769 | 2026-05-22 09:51 | Pure DC – DUB-03 Data Center – Leinster | Pure DC – DUB Data Center – Leinster | https://construction.globaldata.com/Projects/Overview/510827 | Planning | Sub | 160 | 2022 Q2 | 2026 Q4 | 2027 Q4 | Europe | Ireland | Leinster | Dublin | Brian Daly Transport, Orion Business Campus, Northwest Business Park |  | Commercial & Leisure | Data Center | Data Center |  | Medium | New | Onshore | Pure Data is undertaking the construction of a hyperscale datacenter at Brian Daly Transport, Orion Business Campus, Northwest Business Park, Ballycoolin in Dublin, Leinster, Ireland. The Project involves the construction of 16MW data center. It includes the construction of data halls, server rooms, a substation, meet-me-rooms, and a parking facility, and the installation of racks, a cooling system, backup generators, and safety and security systems. The project is scheduled for completion by the fourth quarter of 2027. | 53.408 | -6.3515 | The Project involves the construction of a 16MW data center in Dublin, Leinster, Ireland. The US$160 million project includes the following: 1. Construction of a data halls 2. Construction of server rooms 3. Construction of a substation 4. Construction of a meet-me-room 5. Construction of a parking facility 6. Installation of racks 7. Installation of a cooling system 8. Installation of backup generators 9. Installation of safety and security systems | Heating, ventilation and air conditioning (HVAC); Hyperscale Data Center |  |  | May 2026 - The project is in the planning stage. January 2025 - Pre-Design activities are underway. March 2024 - Planning activities are underway. April 2022 - Pure DC announced plans to construct a data center in Dublin. | Project work on Schedule | 1 | Not Funded / Unconfirmed | Private | Pure Data Centre Group Ltd
510825 | 510769 | 2026-05-22 09:40 | Pure DC – DUB-02 Data Center – Leinster | Pure DC – DUB Data Center – Leinster | https://construction.globaldata.com/Projects/Overview/510825 | Execution | Sub | 100 | 2021 Q2 | 2024 Q3 | 2026 Q4 | Europe | Ireland | Leinster | Dublin | Brian Daly Transport, Orion Business Campus, Northwest Business Park | D15 | Commercial & Leisure | Data Center | Data Center |  |  | New | Onshore | Pure Data is undertaking the construction of a hyperscale datacenter at Brian Daly Transport, Orion Business Campus, Northwest Business Park, Ballycoolin in Dublin, Leinster, Ireland. The project involves the construction of 24MW data center. It includes the construction of data halls, server rooms, a substation, meet-me-rooms, and a parking facility, and the installation of racks, a cooling system, backup generators, and safety and security systems. | 53.408 | -6.3515 | The project involves the construction of a 24MW data center in Dublin, Leinster, Ireland. The US$100 million project included the following: 1. Construction of a data halls 2. Construction of server rooms 3. Construction of a substation 4. Construction of a meet-me-room 5. Construction of a parking facility 6. Installation of racks 7. Installation of a cooling system 8. Installation of backup generators 9. Installation of safety and security systems | Hyperscale Data Center |  |  | May 2026 - Construction works are underway. July 2025 - Construction activities are underway. March 2024 - Construction activities are underway. April 2022 - Pure DC announced plans to construct a data center in Dublin. | Project work on Schedule | 1 | Not Funded / Unconfirmed | Private | Pure Data Centre Group Ltd
340329 | 340329 | 2026-05-22 08:32 | Amazon – Bretigny-sur-Orge Data Center – Ile-de-France | Amazon – Bretigny-sur-Orge Data Center – Ile-de-France | https://construction.globaldata.com/Projects/Overview/340329 | Planning | Parent | 100 | 2020 Q4 | 2028 Q1 | 2030 Q2 | Europe | France | Ile-de-France | Bretigny-sur-Orge | former 217 Air Force base |  | Commercial & Leisure | Data Center | Data Center |  | Low | New | Onshore | Amazon Web Services Inc (AWS), the subsidiary of Amazon.com Inc., is planning to build a data center in Brétigny-sur-Orge, Ile-de-France Region, France. The project involves the construction of server rooms, meeting rooms, an administrative space, parking facilities and the installation of cooling equipment and safety and security systems. Currently, the project is facing regulatory delays from the regional prefect due to its lack of a waste heat utilization plan, illustrating the ongoing challenges of environmental and territorial integration. | 48.6114 | 2.3059 | The project involves the construction of a data center in Brétigny-sur-Orge, Ile-de-France Region, France. The US$100 million project includes the following: 1. Construction of server rooms 2. Construction of meeting rooms 3. Construction of an administrative space 4. Construction of parking facilities 5. Installation of cooling equipment 6. Installation of safety and security systems | Heating, ventilation and air conditioning (HVAC); Hyperscale Data Center | A data center is being planned on the former 217 Air Force base in Brétigny-sur-Orge, Ile-de-France region, France. The purpose of the data center is in order to respond to the increase in digital uses of citizens and businesses. Initially, Amazon was committed to build a second logistics building on the 31ha site, however the project was abandoned. In October 2020, the classified file for the environmental protection (ICPE) was submitted to the prefecture of Essonne. |  | May 2026 - The project is facing regulatory delays. November 20, 2025 - We have not been able to obtain further updates on this project. We have retained the same project stage and amended the key dates accordingly. We will update the profile as soon as we obtain any new information. Q3 2025 - We have not been able to obtain further updates on this project. We have retained the same project stage and amended the key dates accordingly. We will update the profile as soon as we obtain any new information. May 2025 - The project is facing opposition from elected officials and its application for approval rejected by the regional prefect. March 2024 - We have not been able to obtain further updates on this project. We have retained the same project stage and amended the key dates accordingly. We will update the profile as soon as we obtain any new information. May 2023 - The owner is still under process to submit a new classified file for the environmental protection (ICPE) to the prefecture of Essonne. June 2022 - The appeal process is still underway and simontenously no news related to the project cancellation is available at the moment. August 2021 - Amazon has filed the appeal against the refusal of permits. May 2021 - The project is opposed by the group of associations. April 2021 - The permits has been refused by the regional prefecture of the Essonne agglomeration. February 2021 - The project is still awaiting approvals from the elected officials of Cœur d'Essonne Agglomeration, and also facing environmental issues and opposition from the local residents. Q4 2020 - Amazon announced plans to build a data center in Brétigny-sur-Orge, France. | Project is Delayed | -3 | Not Funded / Unconfirmed | Private | Amazon.com Inc
509704 | 509704 | 2026-05-22 07:20 | TECfusions – Puente Alto Data Center – Santiago Metropolitan | TECfusions – Puente Alto Data Center – Santiago Metropolitan | https://construction.globaldata.com/Projects/Overview/509704 | Planning | Parent | 162 | 2025 Q1 | 2027 Q2 | 2029 Q4 | South and Central America | Chile | Santiago Metropolitan | Puente Alto |  |  | Commercial & Leisure | Data Center | Data Center |  | Low | New | Onshore | TECfusions and Baeza Group are planning to construct a data center campus in Puente Alto, Chile The project involves the construction of a data center on 16.18 hectares with a power consumption capacity of 100MW, including server rooms, a warehouse, administrative facilities, and parking facilities, as well as the installation of safety and security systems. In May 2025, TECfusions and Baeza Group signed a Binding Letter of Intent (LOI) to develop a flagship data center. The land belongs to the Baeza Group, a Chilean construction, quarry operations, and industrial development. The in-house division of Baeza Group will undertake the construction. The facility will be AI-ready, and use a zero-water approach to accommodate water scarcity issues in the country. Initially 10MW facility will be developed and later will reach 100MW. | -33.6117 | -70.5758 | The project involves the construction of a data center on 16.18ha in Puente Alto, Chile The US$162 million project includes the following: 1. Construction of a data center with a power consumption capacity of 100MW 2. Construction of server rooms 3. Construction of a warehouse 4. Construction of administrative facilities 5. Installation of safety and security systems | Colocation Data Center; Heating, ventilation and air conditioning (HVAC) |  |  | May 2026 - Planning activities are underway. June 2025 - Planning activities are underway. May 2025 - TECfusions and Baeza Group signed a Binding Letter of Intent (LOI) to develop a flagship data center. January 2025 - TECfusions and Baeza Group announced plans to develop a data center in Puente Alto, Chile. | No Major Development | 0 | Not Funded / Unconfirmed | Private | TECfusions Inc
565903 | 565903 | 2026-05-22 07:12 | Scale42 – Liperi Data Center – North Karelia | Scale42 – Liperi Data Center – North Karelia | https://construction.globaldata.com/Projects/Overview/565903 | Planning | Parent | 937 | 2026 Q2 | 2027 Q1 | 2029 Q2 | Europe | Finland | North Karelia | Joensuu | New Valikangas industrial area, Muncipality of Liperi | 80400 | Commercial & Leisure | Data Center | Data Center |  | Medium | New | Onshore | Scale42 is planning to construct a colocation data center within the Välikangas industrial area in the Municipality of Liperi, Finland. The project involves the construction of a 60MW colocation data center on 9ha of land. It includes the construction of data halls, office space, conference rooms, meet-me-rooms, and a break area, and the installation of racks and safety and security systems. The site is specifically positioned directly adjacent to a major national power transmission line. The campus takes advantage of Finland's naturally cold climate and utilises ambient outdoor air (free cooling) to dissipate heat from high-density AI servers. Instead of venting thermal exhaust into the atmosphere, the data center is designed to distribute its waste heat directly into local district heating networks. Construction works are expected to commence in the first quarter of 2027. | 62.6419 | 29.593 | The project involves the construction of a 60MW colocation data center on 9ha of land in the Municipality of Liperi, Finland. The US$937 million project includes the following: 1. Construction of data halls 2. Construction of conference rooms 3. Construction of break area 4. Construction of meet-me-rooms 5. Construction of office space 6. Installation of racks 7. Installation of safety and security systems | Colocation Data Center; Heating, ventilation and air conditioning (HVAC) |  |  | May 2026 - The municipality of Liperi is negotiating the lease and sale of the development land. May 2026 - Scale42 announced plans to build data center in Liperi, Finland. | Project work on Schedule | 1 | Not Funded / Unconfirmed | Private | Scale42 Technologies Pvt Ltd
359321 | 356258 | 2026-05-21 17:55 | CCI Pflugerville I – Longhorn Industrial Complex: Phase I – Texas | CCI Pflugerville I – Longhorn Industrial Complex – Texas | https://construction.globaldata.com/Projects/Overview/359321 | Planning | Sub | 30 | 2020 Q3 | Awaiting Confirmation |  | North America | United States | Texas | Pflugerville | west of the New Meister Lane and Meister Lane | 78660 | Commercial & Leisure | Data Center | Data Center |  | Low | New | Onshore | CCI Pflugerville I LP (CCI Pflugerville) is planning to construct a data center in Texas, the US. The project involves the construction of a 12,077m2 data center. It includes the construction of an office building, an administrative building, and parking facilities, and the installation of equipment and safety and security systems. It will be built in two phases. Winkelmann & Associates, Inc. was appointed as an engineering consultant. | 30.4394 | -97.62 | The project involves the construction of a 12,077m2 data center in Pflugerville, Texas, the US. The US$30 million project includes the following: 1. Construction of an office building 2. Construction of parking facilities 3. Installation of equipment 4. Installation of safety and security systems |  | A data center is planned at the west of the New Meister Lane and Meister Lane in Pflugerville. The project aims to provide better industrial facilities to the region. |  | May 21, 2026 - We have not been able to obtain further updates on this project. We have retained the same project stage and amended the key dates accordingly. We will update the profile as soon as we obtain any new information. July 07, 2025 - We have not been able to obtain further updates on this project. We have retained the same project stage and amended the key dates accordingly. We will update the profile as soon as we obtain any new information. July 24, 2024 - We have not been able to obtain further updates on this project. We have retained the same project stage and amended the key dates accordingly. We will update the profile as soon as we obtain any new information. September 12, 2023 - We have not been able to obtain further updates on this project. We have retained the same project stage and amended the key dates accordingly. We will update the profile as soon as we obtain any new information. November 28, 2022 - We have not been able to obtain further updates on this project. We have retained the same project stage and amended the key dates accordingly. We will update the profile as soon as we obtain any new information. December 2021 - Planning activities are underway. Q3 2020 - CCI Pflugerville announced plans to construct a data center in Pflugerville. | Information Unavailable |  | Not Funded / Unconfirmed | Private | CCI Pflugerville I LP |  |  | Winkelmann and Associates Inc
356258 | 356258 | 2026-05-21 17:55 | CCI Pflugerville I – Longhorn Industrial Complex – Texas | CCI Pflugerville I – Longhorn Industrial Complex – Texas | https://construction.globaldata.com/Projects/Overview/356258 | Planning | Parent | 100 | 2020 Q3 | Awaiting Confirmation |  | North America | United States | Texas | Pflugerville | west of the New Meister Lane and Meister Lane | 78660 | Commercial & Leisure | Transportation & Storage Buildings | Warehouses | Data Center | Low | New | Onshore | CCI Pflugerville I LP (CCI Pflugerville) is planning to construct an industrial facility in Texas, the US. The project involves the construction of an industrial complex on 27.8ha of land. It includes the construction of an office building, an administrative building, and parking facilities, as well as the installation of safety and security systems. It will be built in two phases. The first phase includes the construction of a 12,077m2 data center. The second phase includes the construction of a 68,784m2 warehouse. Winkelmann & Associates, Inc. was appointed as an engineering consultant. | 30.4394 | -97.62 | The project involves the construction of an industrial complex on 27.8ha of land in Texas, the US. The US$100 million project includes the following: 1. Construction of a 12,077m2 data center 2. Construction of a 68,784m2 warehouse 3. Construction of an office building 4. Construction of parking facilities 5. Installation of safety and security systems |  | An industrial development is planned at the west of the New Meister Lane and Meister Lane in Pflugerville. The project aims to provide better industrial facilities to the region. |  | May 21, 2026 - We have not been able to obtain further updates on this project. We have retained the same project stage and amended the key dates accordingly. We will update the profile as soon as we obtain any new information. July 07, 2025 - We have not been able to obtain further updates on this project. We have retained the same project stage and amended the key dates accordingly. We will update the profile as soon as we obtain any new information. July 24, 2024 - We have not been able to obtain further updates on this project. We have retained the same project stage and amended the key dates accordingly. We will update the profile as soon as we obtain any new information. September 08, 2023 - We have not been able to obtain further updates on this project. We have retained the same project stage and amended the key dates accordingly. We will update the profile as soon as we obtain any new information. November 25, 2022 - We have not been able to obtain further updates on this project. We have retained the same project stage and amended the key dates accordingly. We will update the profile as soon as we obtain any new information. December 2021 - Planning activities are underway. Q3 2020 - CCI Pflugerville announced plans to construct an industrial complex in Pflugerville. | Information Unavailable |  | Not Funded / Unconfirmed | Private | CCI Pflugerville I LP |  |  | Winkelmann and Associates Inc
474920 | 474920 | 2026-05-21 16:08 | American CD – Watershed Interchange District Data Center Campus – Connecticut | American CD – Watershed Interchange District Data Center Campus – Connecticut | https://construction.globaldata.com/Projects/Overview/474920 | Planning | Parent | 30 | 2024 Q1 | 2027 Q1 | 2028 Q4 | North America | United States | Connecticut | Wallingford | 1181 Barnes Road | 6492 | Commercial & Leisure | Data Center | Data Center |  | Low | New | Onshore | Charter Development LLC is planning to construct a data center at 1181 Barnes Road in Wallingford, Connecticut, the US. The project involves the construction of a one-building, two-story, 23,226m2 data center campus. It includes the construction of a server room, an administrative building, and parking facilities, and the installation of a generator, air conditioning systems, and safety and security systems. In October 2024, Charter Development LLC submitted the zoning application to the Wallingford Planning & Zoning Commission. In December 2024, the project received zoning approval from the Wallingford Planning & Zoning Commission. | 41.4777 | -72.767 | The project involves the construction of one-building, two-story, 23,226m2 data center campus at 1181 Barnes Road in Wallingford, Connecticut, the US. The US$30 million project includes the following: 1. Construction of a server room 2. Construction of an administrative building 3. Construction of parking facilities 4. Installation of a generator 5. Installation of air conditioning systems 6. Installation of safety and security systems | Hyperscale Data Center |  |  | May 2026 - We have not been able to obtain further updates on this project. We have retained the same project stage and amended the key dates accordingly. We will update the profile as soon as we obtain any new information. October 2025 - We have not been able to obtain further updates on this project. We have retained the same project stage and amended the key dates accordingly. We will update the profile as soon as we obtain any new information. January 2025 - Planning activities are underway. December 2024 - The project received zoning approval from the Wallingford Planning & Zoning Commission. October 2024 - Charter Development LLC has submitted the zoning application to the Wallingford Planning & Zoning Commission. Q1 2024 - Charter Development LLC announced plans to construct a data center campus in Wallingford. | Information Unavailable |  | Not Funded / Unconfirmed | Private | American Charter Development LLC
453015 | 453015 | 2026-05-21 15:58 | Lumina CloudInfra/ Panchshil Realty – LBOM II Data Center – Maharashtra | Lumina CloudInfra/ Panchshil Realty – LBOM II Data Center – Maharashtra | https://construction.globaldata.com/Projects/Overview/453015 | Execution | Parent | 650 | 2022 Q2 | 2022 Q4 | 2026 Q4 | Asia-Pacific | India | Maharashtra |  | Mahape |  | Commercial & Leisure | Data Center | Data Center |  |  | New | Onshore | Lumina Cloudinfra Pvt Ltd, a subsidiary of Blackstone Inc in a joint venture with Panchshil Realty, is undertaking the construction of a hyperscale data center in Mahape, Maharashtra, India. The project involves the construction of a 148,644m2 data center with a consumption capacity of 150MW. It includes the construction of meeting rooms, server rooms, administrative space, storage facilities, installation of generators, cooling systems, and safety and security systems. | 19.1239 | 73.0141 | The project involves the construction of a 148,644m2 data center with a consumption capacity of 150MW in Mahape, Maharashtra, India. The US$650 million project includes the following: 1. Construction of meeting rooms 2. Construction of server rooms 3. Construction of administrative space 4. Construction of storage facilities 5. Installation of generators 6. Installation of cooling systems 7. Installation of safety and security systems | Heating, ventilation and air conditioning (HVAC); Hyperscale Data Center |  |  | May 2026 - Construction works are underway. May 21, 2026 - We have not been able to obtain further updates on this project. We have retained the same project stage and amended the key dates accordingly. We will update the profile as soon as we obtain any new information. December 2025 - Construction works are underway. April 2025 - Construction works are underway. August 2024 - Construction works are underway. May 2022 - Planning activities are underway. April 2022 - Lumina CloudInfra Pvt Ltd/Panchshil Realty announced plans to build a data center in Airoli. | Project work on Schedule | 1 | Not Funded / Unconfirmed | Private | Lumina CloudInfra Pvt Ltd;Panchshil Realty
480097 | 480435 | 2026-05-21 15:37 | Moro Hub – Solar Powered Data Center: Phase X – Dubai | Moro Hub – Solar Powered Data Center – Dubai | https://construction.globaldata.com/Projects/Overview/480097 | Study | Sub | 70 | 2024 Q1 | 2028 Q1 | 2030 Q1 | Middle East and Africa | United Arab Emirates | Dubai | Dubai |  |  | Commercial & Leisure | Data Center | Data Center |  | Low | New | Onshore | Moro Hub was undertaken the construction of a solar-powered data center Phase 10 at the Mohammed bin Rashid solar park in Dubai, the UAE. The project involves the construction of a data center of 100MW IT capacity. It also includes the construction of office units, installation of networking systems, electrical and mechanical equipment, cooling systems, parking facilities, and associated facilities. The project is in the initial stage of development. | 24.7636 | 55.3608 | Moro Hub is undertaking the construction of a solar-powered data center at the Mohammed bin Rashid Solar Park in Dubai, the UAE. The current profile includes Phase 10 and will expand capacity to support secure colocation and cloud services for enterprise and government users. The facility will include data halls, technical rooms, telecoms connectivity spaces, and supporting back-of-house areas, with power and cooling systems designed for high-availability operations. The development is positioned as a solar-powered data centre hub, aimed at reducing operational carbon impact while meeting rising digital infrastructure demand in the emirate. Plot no: 9710108 Permit no: 369299-4-2 The US$70 million project includes the following: 1. Construction of a data center of 10MW IT capacity 2. Construction of office units 3. Installation of networking systems 4. Installation of electrical and mechanical equipment 5. Installation of cooling systems 6. Parking facilities 7. Associated facilities | Colocation Data Center; Tier 3 Data Center | A new solar-powered data centre Phase 10 is planned to be built at the Mohammed bin Rashid solar park in Dubai. |  | May 2026 - We have not been able to obtain further updates on this project. We have retained the same project stage and amended the key dates accordingly. We will update the profile as soon as we obtain any new information. July 2025 - The project is in the initial stage of development | Information Unavailable |  | Not Funded / Unconfirmed | Private | Moro Hub
448055 | 448055 | 2026-05-21 15:31 | SEGRO – Segro Iver Data Center Park – Buckinghamshire | SEGRO – Segro Iver Data Center Park – Buckinghamshire | https://construction.globaldata.com/Projects/Overview/448055 | Design | Parent | 447 | 2022 Q1 | 2027 Q3 | 2028 Q4 | Europe | United Kingdom | Buckinghamshire |  | at Thorney Road Business Park | SL0 9HE | Commercial & Leisure | Data Center | Data Center |  | Low | New | Onshore | Segro is planning to undertake the construction of a colocation data center campus at Thorney Business Park, located off Thorney Lane in Iver, Buckinghamshire, the UK. The project involves the construction of three data center buildings, collectively offering approximately 92,304m2 of floor space on 18.3ha of land. It includes the construction of a data halls, substation, vehicular access from thorney Lane South, the emergency access route to Hollow Hill Lane, parking spaces and the installation of back-up generators, and safety and security systems. The project will be powered by the National utility grid and will use an air cooling system. It is directly adjacent to the west of the Thorney Lane LLC's data centre campus, which submitted an outline planning application in December 2024. Turley has been appointed as the planner, landscape, heritage, Langley Hall Associates as the architect, Viewpoint as the ecology consultant, Oxford Archaeology as an archaeology consultant, Delta-Simons as a geoenvironmental consultant, MBA as a consulting engineer, Fairhurst and Watermans as environmental consultants, Hydrock as the air quality, lighting and acoustic consultant and Hughes Craven as a consultant. In December 2021, SEGRO acquired an interest in the Thorney Business Park site. Historically, the site has been utilised for various industrial purposes, including gravel extraction until the 1960s, followed by infilling and subsequent industrial use. The site's strategic location, approximately 5.95km northwest of Heathrow Airport and 29km from central London, positions it favourably for data center development. In May 2024, BCC granted full planning approval with 61 conditions. | 51.5096 | -0.51654 | The project involves the construction of a 92,304m2 25m high three data centers on 18.3ha of land in Iver, Buckinghamshire, the UK. The US$447 million project includes the following: 1. Construction of data halls 2. Construction of substation 3. Construction of vehicular access from Thorney Lane South 4. Construction of emergency access route to Hollow Hill Lane 5. Construction of parking spaces 6. Development of landscaping and sustainable drainage systems 7. Installation of back-up generator 8. Installation of safety and security systems | Colocation Data Center; Sustainable Building |  |  | May 2026 - Design works are underway. December 2025 - The project has been delayed April 2025 - SEGRO is currently working to fulfill 61 planning conditions before commencing construction activities. May 29, 2024 - SEGRO secured hybrid full planning approvals with 61 conditions from the BCC. June 2022 - SEGRO submitted a hybrid planning application for the data center building to the BCC. June 28, 2022 - SEGRO submitted a hybrid planning application for the DC1 building to the BCC. Q1 2022 - SEGRO announced plans to construct a data center in Iver. | No Major Development | 0 | Not Funded / Unconfirmed | Private | SEGRO Plc |  | Langley Hall Associates Ltd | Delta Simons;Fairhurst;Hydrock Consultants Ltd;MBA Consulting Engineers Ltd;Turley Associates Ltd;Watermans
503778 | 503778 | 2026-05-21 15:02 | InfraPartners / Nscale – Glomfjord AI Data Center Expansion – Nordland | InfraPartners / Nscale – Glomfjord AI Data Center Expansion – Nordland | https://construction.globaldata.com/Projects/Overview/503778 | Planning | Parent | 165 | 2023 Q1 | 2027 Q1 | 2028 Q2 | Europe | Norway | Nordland |  | Glomfjord Industrial Park |  | Commercial & Leisure | Data Center | Data Center |  | Low | Expansion | Onshore | InfraPartners and Nscale are planning the expansion of an Artificial Intelligence (AI) data center in Glomfjord Industrial Park, Glomfjord, Nordland, Norway. The project involves the expansion of a data center to increase the capacity from 30MW to 60MW. It includes server rooms, meeting rooms, administrative space and parking facilities, and the installation of equipment and cooling systems. The facility is committed to operating on 100% renewable hydroelectric power. It will incorporate advanced liquid cooling technology to optimise efficiency and maintain high-performance AI operations. It will be developed using prefabricated modules manufactured off-site. In December 2024, Nokia Corp was appointed as the contractor for supplying IP networking equipment. | 66.8141 | 13.7967 | The project involves the expansion of a data center to increase the capacity from 30MW to 60MW in Glomfjord Industrial Park, Glomfjord, Nordland, Norway. The US$165 million project includes the following: 1. Construction of server rooms 2. Construction of meeting rooms 3. Construction of an administrative space 4. Construction of parking facilities 5. Installation of equipment 6. Installation of cooling systems | Green data center |  |  | May 2026 - Planning activities are underway. November 2025 - Planning activities are underway. April 2025 - Planning activities are underway. December 2024 - Nokia Corp was appointed as the contractor for supplying IP networking equipment. Q1 2023 - InfraPartners and Nscale announced the expansion of an Artificial Intelligence (AI) data center in Glomfjord. | No Major Development | 0 | Not Funded / Unconfirmed | Private | InfraPartners LLC;Nscale AS
540064 | 539901 | 2026-05-21 15:01 | Innova Renew – Thorpe Marsh Data Center – Doncaster | Innova Renew – UK Data Centers Development Program – United Kingdom | https://construction.globaldata.com/Projects/Overview/540064 | Planning | Parent | 500 | 2025 Q1 | 2027 Q1 | 2030 Q3 | Europe | United Kingdom | Doncaster | Doncaster | Thorpe Marsh | DN3 1ET | Commercial & Leisure | Data Center | Data Center |  | Medium | New | Onshore | Innova Renewables is planning to undertake the construction of a colocation data center in Thorpe Marsh, South Yorkshire, Doncaster, the UK. The project involves the construction of a data center with a consumption capacity of 400MW. It includes the construction of data halls, meet-me rooms, server rooms, a substation, parking facilities, and the installation of generators, cooling systems, and safety and security systems. The facility will be operated on 100% renewable energy. It is a hybrid scheme colocated with Battery Energy Storage Systems (BESS). In October 2025, the proposals were submitted as part of the National Energy System Operator’s (NESO) "Gate 2 to Whole Queue process" reform of the UK's grid connections queue. Innova expects the rulings under the Gate 2 applications (the decisions made by the National Energy System Operator (NESO) regarding whether the project meets the criteria for entry into the connection queue) in the fourth quarter of 2025 and expects to be awarded connection dates between 2029 and 2032, based on the specific substations. | 53.5757 | -1.1339 | The project involves the construction of a data center with a consumption capacity of 400MW in Thorpe Marsh, South Yorkshire, the UK. The US$500 million project includes the following: 1. Construction of data halls 2. Construction of meet-me rooms 3. Construction of server rooms 4. Construction of a substation 5. Construction of parking facilities 6. Installation of generators 7. Installation of cooling systems 8. Installation of safety and security systems | Colocation Data Center; Green data center; Heating, ventilation and air conditioning (HVAC) |  |  | May 2026 - We have not been able to obtain further updates on this project. We have retained the same project stage and amended the key dates accordingly. We will update the profile as soon as we obtain any new information. October 2025 - Innova Renewables submitted the project plans to NESO. Q1 2025 - Innova Renewables announced plans for the construction of a data center in Thorpe Marsh. | Information Unavailable |  | Not Funded / Unconfirmed | Private | Innova Renewables
452709 | 452709 | 2026-05-21 15:01 | CoreSite Realty/ Stonepeak – DE3 Data Center Campus – Colorado | CoreSite Realty/ Stonepeak – DE3 Data Center Campus – Colorado | https://construction.globaldata.com/Projects/Overview/452709 | Execution | Parent | 250 | 2023 Q1 | 2025 Q1 | 2028 Q4 | North America | United States | Colorado | Denver | 4900 Race Street | 80216 | Commercial & Leisure | Data Center | Data Center |  |  | New | Onshore | CoreSite DevCo JV, a joint venture between Stonepeak and CoreSite, an American Tower company is undertaking the construction of a Tier III colocation data center campus at 4900 North Race Street in Denver, Colorado, the US. The project involves the construction of a 55,740m2 three-story data center campus with three buildings on 6ha of land. It includes the construction of data halls with racks, meeting rooms, office space, three loading dock bays and an on-site substation, and the installation of a freight elevator, a passenger elevator, safety and security systems. The first building of the campus will be a 16,725m2 facility with a capacity of 18MW. The facility utilizes high-efficiency Uninterruptible Power Supply (UPS) systems configured in an N+1 setup and complemented by an N+1 generator system for additional backup. Cooling is managed through a robust chiller plant featuring N+1 chiller redundancy, along with Computer Room Air Handler (CRAH) units that benefit from N+2 redundancy for enhanced cooling efficiency. The facility draws power from the utility grid powered by Xcel Energy Inc. The data center will meet demand for high-density, high-performance compute environments that power artificial intelligence (AI), cloud and other mission-critical workloads. DPR Construction has been appointed as the main contractor, Schneider Electric as an electrical engineer, and Corgan Associates Inc as an architrect. Construction work on the first building commenced in January 2025 and is expected to be completed by 2026. | 39.7883 | -104.962 | The project involves the construction of a 55,740m2 three-story data center campus with a capacity of 60MW on 6ha of land in Denver, Colorado, the US. The US$250 million project includes the following: 1. Construction of data halls 2. Construction of meeting rooms 3. Construction of office space 4. Construction of three loading dock bays 5. Construction of an on-site substation 6. Installation of a freight elevator 7. Installation of a passenger elevator 8. Installation of safety and security systems | Colocation Data Center; Elevator; Heating, ventilation and air conditioning (HVAC); Tier 3 Data Center |  |  | May 2026 - Construction activities are underway. March 2026 - Construction works are underway. October 2025 - Topping off ceremony was held on the project site. January 2025 - Construction work commenced. September 2024 - Pre-Design activities are underway. December 2023 - The project received conceptual approval from the City Council. Q1 2023 - Stonepeak and CoreSite announced plans to build a data center campus in Denver. | Project work on Schedule | 1 | Not Funded / Unconfirmed | Private | CoreSite Realty Corp;Stonepeak Partners LP | DPR Construction Inc | Corgan Associates Inc | Schneider Electric United States
399618 | 399618 | 2026-05-21 14:59 | EdgeCore – Silicon Valley Data Center Campus – California | EdgeCore – Silicon Valley Data Center Campus – California | https://construction.globaldata.com/Projects/Overview/399618 | Execution | Parent | 110 | 2021 Q4 | 2023 Q1 | 2028 Q4 | North America | United States | California | Santa Clara | corner of Juliet Lane and Laurelwood Road. | 95054 | Commercial & Leisure | Data Center | Data Center |  |  | New | Onshore | EdgeCore Digital Infrastructure is undertaking the construction of a colocation data center campus on the corner of Juliet Lane and Laurelwood Road in Santa Clara, California, the US. The project involves the construction of a 50,167m2 data center campus with a capacity of 72MW. It includes the construction of two data center buildings, "SV01" and "SV02". The building SV01 includes a two-story building with 36MW across a total of 23,700m2 of space, and SV02 offers 36MW across a total of 26,467m2 of space. It also includes the construction of data halls with racks, dual loading docks, a tech lounge, a staging room, office space, and parking facilities with EV charging stations, and the installation of power and cooling systems, safety and security systems. The project has been designed to meet the requirements for LEED (Leadership in Energy and Environmental Design) certification. Utility power for the facility will be provided by Silicon Valley Power. The facility utilizes UPS configurations of N, N+1, and 2N, supported by advanced lithium-ion batteries. It is equipped with standby generators that cater to N, N+1, and 2N configurations, ensuring seamless power continuity. The fuel storage system is designed to provide 48 hours of runtime at full load, enhancing operational reliability. It will utilise an air-cooling system that incorporates adiabatic dry coolers. It will have a power usage effectiveness (PUE) of less than 1.3. Holder Construction has been appointed as the main contractor, Cupertino Electric as the electrical engineer, Dotterweich Carlson Mehner Design Inc as the architect, and Kimley-Horn as the engineering consultant. Construction works commenced in January 2023, and the construction on the first data center building SV01, was completed in September 2025. | 37.3795 | -121.9506 | The project involves the construction of a 50,167m2 data center campus with a capacity of 72MW in Santa Clara, Silicon Valley, California, the US. The US$110 million project includes the following: 1. Construction of data halls with racks 2. Construction of meeting rooms 3. Construction of a tech lounge 4. Construction of a staging room 5. Construction of office space 6. Construction of parking facilities with EV charging stations 7. Installation of power and cooling systems 8. Installation of safety and security systems | Colocation Data Center; EV Charging Stations; Heating, ventilation and air conditioning (HVAC); LEED |  |  | May 2026 - Planning activities are underway on the second data center building SV02. December 2025 - Planning activities are underway on the second data center building SV02. September 2025 - Construction work completed on the first data center building SV01. January 2024 - Construction activities are underway. January 2023 - Groundbreaking ceremony held and construction works commenced on the first data center building SV01. Q4 2021 - EdgeCore Digital Infrastructure announces a plan for the construction a date center. | No Major Development | 0 | Not Funded / Unconfirmed | Private | EdgeCore | Holder Construction Co | Dotterweich Carlson Mehner Design Inc | Cupertino Electric Inc;Kimley-Horn and Associates Inc
409107 | 409107 | 2026-05-21 14:56 | Lumina CloudInfra/ Panchshil Realty – LBOM I Data Center – Maharashtra | Lumina CloudInfra/ Panchshil Realty – LBOM I Data Center – Maharashtra | https://construction.globaldata.com/Projects/Overview/409107 | Execution | Parent | 450 | 2022 Q1 | 2023 Q2 | 2026 Q4 | Asia-Pacific | India | Maharashtra | Airoli |  | 400708 | Commercial & Leisure | Data Center | Data Center |  |  | New | Onshore | Lumina Cloudinfra Pvt Ltd, a subsidiary of Blackstone Inc., in a joint venture with Panchshil Realty, is undertaking the construction of a data center in Airoli, Maharashtra, India. The project involves the construction of a 74,322m2 data center with a consumption capacity of 90MW. It includes the construction of server rooms, data halls, administrative space, and storage facilities, and the installation of generators, cooling systems, and safety and security systems. Tata Projects Ltd. has been appointed as a contractor. | 19.151 | 72.9963 | The project involves the construction of a 74,322m2 data center with a consumption capacity of 90MW in Airoli, Maharashtra, India. The US$450 million project includes the following: 1. Construction of server rooms 2. Construction of data halls 3. Construction of administrative space 4. Construction of storage facilities 5. Installation of generators 6. Installation of cooling systems 7. Installation of safety and security systems | Heating, ventilation and air conditioning (HVAC); Hyperscale Data Center |  |  | May 2026 - Construction works are underway. March 2026 - Construction works are underway. August 2025 - Construction works are underway. October 2024 - Construction works are underway. December 2023 - Construction works are underway. September 2023 - Construction works are underway. May 2023 - A groundbreaking ceremony was held marking the start of construction. Q1 2022 - Blackstone Inc announced a plan to build a data center in Airoli. | Project work on Schedule | 1 | Not Funded / Unconfirmed | Private | Lumina CloudInfra Pvt Ltd;Panchshil Realty | Tata Projects Ltd
560309 | 560309 | 2026-05-21 14:55 | PolarDC – HER01 Data Center – Telemark | PolarDC – HER01 Data Center – Telemark | https://construction.globaldata.com/Projects/Overview/560309 | Planning | Parent | 210 | 2025 Q3 | 2027 Q1 | 2029 Q4 | Europe | Norway | Telemark | Porsgrunn | Zone E, Heroya Industrial Park |  | Commercial & Leisure | Data Center | Data Center |  | Medium | New | Onshore | Polar DC is planning to construction a Tier III data center in Heroya, Norway. The project involves the construction of a 39,000m2 data center with 40MW of IT load capacity. It includes the construction of data halls, meeting rooms, office space, storage facilities and parking facilities, and the installation of HVO fuel emergency power generators, safety and security systems. The facility will support the long-term, large-scale deployment of AI-focused infrastructure. The facility is committed to operating on 100% renewable energy, and the grid is powered through hydro power. It will utilize rear door heat exchangers or direct liquid cooling options, and high-efficiency free-cooling chillers with N+1 electrical redundancy. The data center targets to achieve the power usage effectiveness (PUE) of 1.12, and is also NVIDIA Reference Architecture compliant. Advansia AS has been appointed as an engineering and environmental consultant, Sweco Norge AS as a planning consultant, AF Infrastructure AB as an architect and structural engineer, Black & White Engineering and Vertiv Group Corp. as MEP consultant, Blacktip as a telecoms engineer, WB Power Services Ltd as generator supply contractor, Aege Energy AS as an electrical engineer, 5DM Group Limited as a project management consultant and civil engineer. | 59.1217 | 9.6303 | The project involves the construction of a 39,000m2 data center with 40MW of IT load capacity on the Heroya Industrial Park, in Porsgrunn Municipality in Telemark County, Norway. The US$210 million project includes the following: 1. Construction of data halls 2. Construction of meeting rooms 3. Construction of office space 4. Construction of storage facilities 5. Construction of parking facilities 6. Installation of HVO fuel emergency power generators 7. Installation of safety and security systems | Heating, ventilation and air conditioning (HVAC); Tier 3 Data Center |  |  | May 2026 - Planning activities are underway. March 2026 - The project is in the early stages of planning. Q3 2025 - PolarDC announced plans to build a data center in Norway. | No Major Development | 0 | Not Funded / Unconfirmed | Private | PolarDC Group Ltd |  | AF Infrastructure AB | 5DM Group Ltd;Advansia AS;Aege Energy AS;AF Infrastructure AB;Black & White Engineering;Sweco Norge AS;Vertiv Group Corp.
554694 | 554694 | 2026-05-21 14:48 | Hillwood Pl – Reguly Data Center – Masovian Voivodeship | Hillwood Pl – Reguly Data Center – Masovian Voivodeship | https://construction.globaldata.com/Projects/Overview/554694 | Planning | Parent | 600 | 2023 Q3 | 2027 Q2 | 2029 Q4 | Europe | Poland | Masovian Voivodeship | Pruszkow | Reguly | 05-816 | Commercial & Leisure | Data Center | Data Center |  | Low | New | Onshore | Hillwood Polska sp Z oo. plans to construct a data center campus in Reguly, Pruszków, Masovian Voivodeship, Poland. The project involves the construction of a data center campus with a consumption capacity of 130MW on 40ha of land. It includes the construction of four data center buildings, data halls, office space, meet-me rooms, a break area and parking spaces, and installation of racks and safety and security systems. | 52.1752 | 20.8638 | The project involves the construction of a data center campus with a consumption capacity of 130MW on 40ha of land in Reguly, Pruszków, Masovian Voivodeship, Poland. The US$600 million project includes the following: 1. Construction of four data center buildings 2. Construction of data halls 3. Construction of meet-me rooms 4. Construction of break area 5. Construction of office space 6. Construction of parking spaces 7. Installation of safety and security systems | Heating, ventilation and air conditioning (HVAC) |  |  | May 2026 - Planning activities are underway. December 2025 - The project is in the early stages of development. Q3 2023 - Hillwood Polska sp Z oo announced plans to build a data center in Poland. | No Major Development | 0 | Not Funded / Unconfirmed | Private | Hillwood Polska sp Z oo
474771 | 474771 | 2026-05-21 14:31 | Prologis – Project Sail Data Center Campus – Georgia | Prologis – Project Sail Data Center Campus – Georgia | https://construction.globaldata.com/Projects/Overview/474771 | Planning | Parent | 17000 | 2024 Q1 | 2029 Q2 | 2036 Q4 | North America | United States | Georgia | Atlanta | Welcome Sargent Rd & Wagers Mill Rd | 30263 | Commercial & Leisure | Data Center | Data Center |  | Medium | New | Onshore | Prologis Inc and Atlas Development, LLC, in a joint venture is planning to construct a hyperscale data center adjacent to Welcome Sargent Road and Wagers Mill Road in Atlanta, Georgia, the US. The project involves the construction of a 900MW data center campus, comprising nine buildings in 455,225m2 on 336.7ha of land. It includes the construction of server rooms, data halls, meeting rooms, three substations, and a parking facility, and the installation of safety and security systems. The project will be powered by Georgia Power's plant Yates gas power station, and it will utilise a closed-loop air-cooled cooling system. In December 2024, Atlas Development, LLC submitted the planning application to the Georgia Department of Community Affairs. In May 2025, Prologis Inc. acquired the project from Atlas Development, LLC. Construction works are scheduled to be completed by the fourth quarter of 2036. | 33.4337 | -84.8771 | The project involves the construction of a 900MW data center campus, comprising nine buildings in 455,225m2 on 336.7ha of land. land adjacent to Welcome Sargent Road and Wagers Mill Road in Atlanta, Georgia, the US. The US$17,000 million project includes the following: 1. Construction of server rooms 2. Construction of data halls 3. Construction of meeting rooms 4. Construction of three substations 5. Construction of a parking facility 6. Installation of safety and security systems | Heating, ventilation and air conditioning (HVAC); Hyperscale Data Center |  |  | May 2026 - Planning activities are underway. April 2026 - The project secured rezoning approvals from the Coweta County Board of Commissioners. March 2026 - The project is facing opposition from residents. October 2025 - The project faces opposition from residents concerned about its environmental impact May 2025 - Prologis Inc. has acquired the project from Atlas Development LLC. January 2025 - Atlas Development LLC is in the process of awaiting final approval. December 2024 - Atlas Development LLC has submitted the planning application to the Georgia Department of Community Affairs. Q1 2024 - Atlas Development LLC announced plans to build a data center in Atlanta. | No Major Development | 0 | Not Funded / Unconfirmed | Private | Prologis Inc
552955 | 509058 | 2026-05-21 13:23 | BGRIM/ Digital Edge – Chonburi BKK AI Data Center Campus: Phase I – Chon Buri | BGRIM/ Digital Edge – Chonburi BKK AI Data Center Campus – Chon Buri | https://construction.globaldata.com/Projects/Overview/552955 | Execution | Sub | 500 | 2025 Q1 | 2025 Q3 | 2026 Q4 | Asia-Pacific | Thailand | Chon Buri | Chon Buri | Ban Kao Rd, Khlong Tamru Sub-district, Mueang District | 20000 | Commercial & Leisure | Data Center | Data Center |  |  | New | Onshore | Digital Edge B.Grimm (TH) Holdings Pte. Ltd, a joint venture formed by Digital Edge (Singapore) Holdings Pte. Ltd and B.Grimm Power Public Company Limited are planning to undertake the construction of a hyperscale data center in the Eastern Economic Corridor (EEC), Chon Buri, Thailand. The project involves the construction of a data center campus with a consumption capacity of 48MW. It includes the construction of server rooms, data halls, administrative space, parking facilities, installation of cooling systems, and installation of safety and security systems. The campus secures direct access to clean energy by integrating into B.Grimm Power’s localised renewable portfolio, including solar and low-carbon configurations. The facility utilises advanced hybrid closed-loop cooling towers engineered for high-density AI workloads, which drastically reduce net water consumption compared to traditional evaporative systems. The design enforces a market-leading annualised Power Usage Effectiveness (PUE) cap of 1.25 while contractually mandating a minimum of a LEED Silver Certification to ensure the entire facility meets strict international green building and energy efficiency standards. Natixis SA has been appointed as the financial advisor, Currie & Brown (Thailand) Co., Ltd. as construction manager, and Thai Takenaka International Construction Co., Ltd. as main contractor. In 2024, the Chonburi campus received approval from the Thailand Board of Investment. In May 2026, Digital Edge B.Grimm (TH) Holdings Pte. Ltd, a joint venture, signed and finalised a US$880 million green loan with a nine-bank consortium consisting of Bank of Ayudhya (Krungsri), Mizuho Bank, Standard Chartered Bank, Bangkok Bank, HSBC, KASIKORNBANK, Natixis CIB, Siam Commercial Bank (SCB), and Sumitomo Mitsui Banking Corporation (SMBC). In September 2025, construction works commenced and are scheduled for completion in the fourth quarter of 2026. | 13.4503 | 101.0015 | The project involves the construction of a 48MW hyperscale data center in Chon Buri, Thailand. The US$500 million project includes the following: 1. Construction of server rooms 2. Construction of data halls 3. Construction of meeting rooms 4. Construction of administrative space 5. Construction of parking facilities 6. Installation of cooling systems 7. Installation of safety and security systems | Green data center; Heating, ventilation and air conditioning (HVAC); Hyperscale Data Center; LEED |  |  | May 2026 - Construction works are underway. May 2026 - Digital Edge and B.Grimm Power announced the successful signing and finalization of a US$880 million green loan. December 2025 - Construction progress currently stands at a 16% completion rate. November 2025 - Construction works are underway. September 03, 2025 - A ground-breaking ceremony was held. Q1 2025 - Digital Edge and B.Grimm (TH) Holdings Pte. Ltd announced to build a data center in Chonburi. | Project work on Schedule | 1 | Not Funded / Unconfirmed | Private | BGrimm Power PCL;Digital Edge DC | Takenaka India Private Limited |  | Currie & Brown Holdings Ltd
509058 | 509058 | 2026-05-21 13:23 | BGRIM/ Digital Edge – Chonburi BKK AI Data Center Campus – Chon Buri | BGRIM/ Digital Edge – Chonburi BKK AI Data Center Campus – Chon Buri | https://construction.globaldata.com/Projects/Overview/509058 | Execution | Parent | 1000 | 2025 Q1 | 2025 Q3 | 2028 Q3 | Asia-Pacific | Thailand | Chon Buri | Chon Buri | Ban Kao Rd, Khlong Tamru Sub-district, Mueang District | 20000 | Commercial & Leisure | Data Center | Data Center |  |  | New | Onshore | Digital Edge B.Grimm (TH) Holdings Pte. Ltd, a joint venture formed by Digital Edge (Singapore) Holdings Pte. Ltd and B.Grimm Power Public Company Limited is undertaking the construction of a hyperscale data center in the Eastern Economic Corridor (EEC), Chon Buri, Thailand. The project involves the phased development of a 96MW data center campus, which is being split equally into two 48MW phases. It includes the construction of server rooms, data halls, administrative space, parking facilities, installation of cooling systems, and installation of safety and security systems. The campus secures direct access to clean energy by integrating into B.Grimm Power’s localised renewable portfolio, including solar and low-carbon configurations. The facility utilises advanced hybrid closed-loop cooling towers engineered for high-density AI workloads, which drastically reduce net water consumption compared to traditional evaporative systems. The design enforces a market-leading annualised Power Usage Effectiveness (PUE) cap of 1.25 while contractually mandating a minimum of a LEED Silver Certification to ensure the entire facility meets strict international green building and energy efficiency standards. Natixis SA has been appointed as the financial advisor, Currie & Brown (Thailand) Co., Ltd. as construction manager, and Thai Takenaka International Construction Co., Ltd. as main contractor. In 2024, the Chonburi campus received approval from the Thailand Board of Investment. In May 2026, Digital Edge B.Grimm (TH) Holdings Pte. Ltd, a joint venture, signed and finalised a US$880 million green loan with a nine-bank consortium consisting of Bank of Ayudhya (Krungsri), Mizuho Bank, Standard Chartered Bank, Bangkok Bank, HSBC, KASIKORNBANK, Natixis CIB, Siam Commercial Bank (SCB), and Sumitomo Mitsui Banking Corporation (SMBC). Construction on Phase 1 commenced in September 2025 and is scheduled for completion in the fourth quarter of 2026, while Phase 2 construction is expected to conclude in the third quarter of 2028. | 13.4503 | 101.0015 | The project involves the construction of a 96MW hyperscale data center in Chon Buri, Thailand. The US$1,000 million project includes the following: 1. Construction of server rooms 2. Construction of data halls 3. Construction of meeting rooms 4. Construction of administrative space 5. Construction of parking facilities 6. Installation of cooling systems 7. Installation of safety and security systems | Green data center; Heating, ventilation and air conditioning (HVAC); Hyperscale Data Center; LEED |  |  | May 2026 - Construction works on the Phase I are underway. May 06, 2026 - Digital Edge and B.Grimm Power announced the successful signing and finalization of a US$880 million green loan. December 2025 - Phase I construction progress currently stands at a 16% completion rate. November 2025 - Construction works are underway on the first phase. September 03, 2025 - A ground-breaking ceremony was held for the first phase. June 2025 - The project is in early stages of development. Q1 2025 - Digital Edge and B.Grimm (TH) Holdings Pte. Ltd announced to build a data center in Chonburi. | Project work on Schedule | 1 | Not Funded / Unconfirmed | Private | BGrimm Power PCL;Digital Edge DC | Takenaka India Private Limited |  | Currie & Brown Holdings Ltd
552956 | 509058 | 2026-05-21 13:01 | BGRIM/ Digital Edge – Chonburi BKK AI Data Center Campus: Phase II – Chon Buri | BGRIM/ Digital Edge – Chonburi BKK AI Data Center Campus – Chon Buri | https://construction.globaldata.com/Projects/Overview/552956 | Planning | Sub | 500 | 2025 Q1 | 2026 Q4 | 2028 Q3 | Asia-Pacific | Thailand | Chon Buri | Chon Buri | Ban Kao Rd, Khlong Tamru Sub-district, Mueang District | 20000 | Commercial & Leisure | Data Center | Data Center |  | Medium | New | Onshore | Digital Edge B.Grimm (TH) Holdings Pte. Ltd, a joint venture formed by Digital Edge (Singapore) Holdings Pte. Ltd and B.Grimm Power Public Company Limited are planning to undertake the construction of a hyperscale data center in the Eastern Economic Corridor (EEC), Chon Buri, Thailand. The project involves the construction of a data center campus with a consumption capacity of 48MW. It includes the construction of server rooms, data halls, administrative space, parking facilities, installation of cooling systems, and installation of safety and security systems. The campus secures direct access to clean energy by integrating into B.Grimm Power’s localised renewable portfolio, including solar and low-carbon configurations. The facility utilises advanced hybrid closed-loop cooling towers engineered for high-density AI workloads, which drastically reduce net water consumption compared to traditional evaporative systems. The design enforces a market-leading annualised Power Usage Effectiveness (PUE) cap of 1.25 while contractually mandating a minimum of a LEED Silver Certification to ensure the entire facility meets strict international green building and energy efficiency standards. Natixis SA has been appointed as the financial advisor, Currie & Brown (Thailand) Co., Ltd. as construction manager, and Thai Takenaka International Construction Co., Ltd. as main contractor. In 2024, the Chonburi campus received approval from the Thailand Board of Investment. In May 2026, Digital Edge B.Grimm (TH) Holdings Pte. Ltd, a joint venture, signed and finalised a US$880 million green loan with a nine-bank consortium consisting of Bank of Ayudhya (Krungsri), Mizuho Bank, Standard Chartered Bank, Bangkok Bank, HSBC, KASIKORNBANK, Natixis CIB, Siam Commercial Bank (SCB), and Sumitomo Mitsui Banking Corporation (SMBC). Construction works are scheduled to be completed in the third quarter of 2028. | 13.4503 | 101.0015 | The project involves the construction of a 48MW hyperscale data center in Chon Buri, Thailand. The US$500 million project includes the following: 1. Construction of server rooms 2. Construction of data halls 3. Construction of meeting rooms 4. Construction of administrative space 5. Construction of parking facilities 6. Installation of cooling systems 7. Installation of safety and security systems | Green data center; Heating, ventilation and air conditioning (HVAC); Hyperscale Data Center; LEED |  |  | May 2026 - The project is in the early stages of development. May 06, 2026 - Digital Edge and B.Grimm Power announced the successful signing and finalization of a US$880 million green loan. November 2025 - The project is in the early stages of development. Q1 2025 - Digital Edge and B.Grimm (TH) Holdings Pte. Ltd announced to build a data center in Chonburi. | No Major Development | 0 | Not Funded / Unconfirmed | Private | BGrimm Power PCL;Digital Edge DC | Takenaka India Private Limited |  | Currie & Brown Holdings Ltd
414807 | 414807 | 2026-05-21 12:52 | Prime DCS – Alcobendas Data Center Complex – Madrid | Prime DCS – Alcobendas Data Center Complex – Madrid | https://construction.globaldata.com/Projects/Overview/414807 | Design | Parent | 250 | 2022 Q3 | 2027 Q1 | 2028 Q4 | Europe | Spain | Madrid | Alcobendas | at Calle de la Pedriza 1 |  | Commercial & Leisure | Data Center | Data Center |  | Medium | New | Onshore | Prime Data Centers LLC is planning the construction of a data center complex in Madrid, Spain. The project involves the construction of a three-story hyperscale data center complex with a capacity of 40MW with a total gross floor area of 26,000m2 on a 3ha area, server rooms, IT rooms, an administrative facility, and car parking facilities, and the installation of district heating, cooling, and relevant equipment. Quark UnLtd Engineering SL has been appointed as the design contractor. The project will be a Green and Tier 3 Data Center The project cost will be between US$204.25 and US$306.38 million (EUR200–300 million). | 40.5331 | -3.6611 | The project involves the construction of a data center complex in Madrid, Spain. The US$250 million project includes the following: 1. Construction of a three-story hyperscale data center complex with a capacity of 40MW, with a total gross floor area of 26,000m2 on a 3ha area 2. Construction of server rooms 3. Construction of IT rooms 4. Construction of an administrative facility 5. Construction of car parking facilities 6. Installation of district heating, cooling, and relevant equipment | District Heating/Cooling System; Fencing; Green data center; Hyperscale Data Center; Tier 3 Data Center | A data center complex is planned at Calle de la Pedriza 1, Alcobendas in Madrid. The project aims to meet the growing demand for IT spaces for more digitization in the region. Madrid is considered a prime area for data centers in Europe. |  | June 2025 - Administrative procedures are underway. January 2025 - Administrative procedures are underway. June 2024 - Design and administrative procedures are underway. August 02, 2023 - Design activities are underway. September 2022 - The design contract was awarded to Quark UnLtd Engineering SL. Q3 2022 - Prime Data Centers LLC announced plans to build a data center complex in Madrid. | Project work on Schedule | 1 | Not Funded / Unconfirmed | Private | Prime Data Centers LLC |  | Quark UnLtd Engineering SL
480040 | 480435 | 2026-05-21 12:46 | Moro Hub – Solar Powered Data Center: Phase V – Dubai | Moro Hub – Solar Powered Data Center – Dubai | https://construction.globaldata.com/Projects/Overview/480040 | Study | Sub | 70 | 2023 Q1 | 2028 Q1 | 2030 Q1 | Middle East and Africa | United Arab Emirates | Dubai | Dubai |  |  | Commercial & Leisure | Data Center | Data Center |  | Low | New | Onshore | Moro Hub is undertaking the construction of a solar-powered data center at the Mohammed bin Rashid Solar Park in Dubai, the UAE. The project involves the construction of a data center of 100MW IT capacity. It also includes the construction of office units and the installation of networking systems, electrical and mechanical equipment, cooling systems, parking facilities, and associated facilities. The project is in the initial stage of development. | 24.7636 | 55.3608 | Moro Hub is undertaking the construction of a solar-powered data center at the Mohammed bin Rashid Solar Park in Dubai, the UAE. The current profile includes Phase 5 The US$70 million project includes the following: 1. Construction of a data center of 10MW IT capacity 2. Construction of office units 3. Installation of networking systems 4. Installation of electrical and mechanical equipment 5. Installation of cooling systems 6. Parking facilities 7. Associated facilities | Colocation Data Center; Tier 3 Data Center | A new solar-powered data centre is being developed at the Mohammed bin Rashid Solar Park in Dubai. The project is expected to become the “largest solar-powered Uptime Tier III-certified data centre in the Middle East and Africa. |  | May 2026 - We have not been able to obtain further updates on this project. We have retained the same project stage and amended the key dates accordingly. We will update the profile as soon as we obtain any new information. July 2025 - The project is in the initial stage of development. | Information Unavailable |  | Not Funded / Unconfirmed | Private | Moro Hub
480101 | 480435 | 2026-05-21 12:44 | Moro Hub – Solar Powered Data Center: Phase IX – Dubai | Moro Hub – Solar Powered Data Center – Dubai | https://construction.globaldata.com/Projects/Overview/480101 | Study | Sub | 70 | 2023 Q4 | 2028 Q1 | 2030 Q1 | Middle East and Africa | United Arab Emirates | Dubai | Dubai |  |  | Commercial & Leisure | Data Center | Data Center |  | Low | New | Onshore | Moro Hub is undertaking the construction of a solar-powered data center at the Mohammed bin Rashid Solar Park in Dubai, the UAE. The project involves the construction of a data center of 10MW IT capacity. It also includes the construction of office units and the installation of networking systems, electrical and mechanical equipment, cooling systems, parking facilities, and associated facilities. The project is in the initial stage of development | 24.7636 | 55.3608 | Moro Hub is undertaking the construction of a solar-powered data centre at Dubai. The project is planned as Phase 9 of Moro Hub’s data centre development and will expand capacity to support secure colocation and cloud services for enterprise and government users. The facility will include data halls, technical rooms, telecoms connectivity spaces, and supporting back-of-house areas, with power and cooling systems designed for high-availability operations. The development is positioned as a solar-powered data centre hub, aimed at reducing operational carbon impact while meeting rising digital infrastructure demand in the emirate. The US$70 million project includes the following: 1. Construction of a data center of 10MW IT capacity 2. Construction of office units 3. Installation of networking systems 4. Installation of electrical and mechanical equipment 5. Installation of cooling systems 6. Parking facilities 7. Associated facilities | Colocation Data Center; Tier 3 Data Center | A new solar-powered data centre is being developed at the Mohammed bin Rashid Solar Park in Dubai. The project is expected to become the “largest solar-powered Uptime Tier III-certified data centre in the Middle East and Africa. |  | May 2026 - We have not been able to obtain further updates on this project. We have retained the same project stage and amended the key dates accordingly. We will update the profile as soon as we obtain any new information. July 2025 - The project is in the initial stage of development | Information Unavailable |  | Not Funded / Unconfirmed | Private | Moro Hub
566049 | 566049 | 2026-05-21 09:27 | Pantheon Atlas – Pantheon AI Data Center Campus – Sisacko-Moslavacka | Pantheon Atlas – Pantheon AI Data Center Campus – Sisacko-Moslavacka | https://construction.globaldata.com/Projects/Overview/566049 | Planning | Parent | 14075 | 2026 Q1 | 2027 Q2 | 2029 Q1 | Europe | Croatia | Sisacko-Moslavacka |  | Topusko |  | Commercial & Leisure | Data Center | Data Center |  | Medium | New | Onshore | Pantheon Atlas LLC is planning to construction a Tier IV hyperscale data center campus in Topusko, Croatia. The project involves the construction of a data center campus with an initial IT load capacity of 800MW on 125ha of land and can be eventually scaled up to approximately 1,000MW. It includes the construction of data halls, meeting rooms, office space, storage facilities and parking facilities, and the installation of cooling systems, safety and security systems. The data center is built for hyperscale cloud, AI, and mission-critical workloads and in accordance with NVIDIA GW Scale AI Factory standards. The project is committed to operating on 100% renewable energy, delivered by an on-site (behind the meter) 500MW solar plant and 2,000MW battery storage. Greenvolt International Power has signed a letter of intent to build an on-site solar plant backed by large-scale battery storage. The facility draws power from the utility grid with four dedicated 400kV transmission lines will connect the campus directly to national grid via the SS Topusko substation. Eastdil Secured has been appointed as a lead consultant, Koncar Group as a substations supply contractor, Dalekovod Projekt as a design consultant for transmission design, Everpure, Inc. as a design consultant for data center design, Latham & Watkins LLP and Hodgson Russ LLP as legal advisors, PwC Corporate Finance LLC and KPMG LLP as financial advisors. | 45.2897 | 15.9681 | The project involves the construction of a data center campus with an initial IT load capacity of 800MW on 125ha of land in Topusko, Croatia. The US$14,075 million project includes the following: 1. Construction of data halls 2. Construction of meeting rooms 3. Construction of office space 4. Construction of storage facilities 5. Construction of parking facilities 6. Installation of cooling systems 7. Installation of safety and security systems | Heating, ventilation and air conditioning (HVAC); Hyperscale Data Center; Tier 4 Data Center |  |  | May 2026 - Planning activities are underway. Q1 2026 - Pantheon Atlas LLC announced plans to build a hyperscale AI data center in Topusko, Croatia. | No Major Development | 0 | Not Funded / Unconfirmed | Private | Pantheon Atlas LLC |  | Dalekovod JSC;Everpure, Inc | Eastdil Secured LLC
506566 | 506566 | 2026-05-20 18:31 | Equinix – Lisbon LS3 Data Center – Lisbon | Equinix – Lisbon LS3 Data Center – Lisbon | https://construction.globaldata.com/Projects/Overview/506566 | Planning | Parent | 347 | 2025 Q1 | 2027 Q3 | 2029 Q4 | Europe | Portugal | Lisbon | Lisbon |  |  | Commercial & Leisure | Data Center | Data Center |  | Medium | New | Onshore | Equinix is planning to construct the data center in Lisbon, Portugal. The project involves the construction of a data center, office accommodations, a web-commerce unit, parking facilities, and the installation of cabinets, security systems, elevators and optical cables. The new data center, designated LS3 International Business Exchange™ (IBX®), will be located alongside the existing LS1, forming a dynamic campus and a dense digital ecosystem. | 38.7167 | -9.1333 | The project involves the construction of a data center in Lisbon, Portugal. The US$347 million project includes the following: 1. Construction of office accommodations 2. Construction of parking facilities 3. Construction of a web-commerce unit 4. Installation of elevators 5. Installation of cabinets 6. Installation of optical cables 7. Installation of security systems |  |  |  | May 2026 - Planning activities are underway. December 2025 - We have not been able to obtain further updates on this project. We have retained the same project stage and amended the key dates accordingly. We will update the profile as soon as we obtain any new information. July 2025 - Planning activities are underway. Q1 2025 - Equinix announced plans to construct a data center in Lisbon, Portugal. | Project work on Schedule | 1 | Not Funded / Unconfirmed | Private | Equinix (Portugal) Data Centers, S.A.
510524 | 510524 | 2026-05-20 17:12 | Stream Data Ctrs – Project Double Reed Data Center – New York | Stream Data Ctrs – Project Double Reed Data Center – New York | https://construction.globaldata.com/Projects/Overview/510524 | Planning | Parent | 19460 | 2024 Q4 | 2027 Q1 | 2030 Q4 | North America | United States | New York |  | 6840 Crosby Road | NY 14013 | Commercial & Leisure | Data Center | Data Center | Parking Facilities | Low | New | Onshore | Stream Data Centers is planning to undertake the construction of a hyperscale data center at the Science & Technology Advanced Manufacturing Park (STAMP), Town of Alabama, Genesee County, New York, the US. The project involves the construction of an 204,386m2 data center campus comprising three, two-story buildings with a consumption capacity of 250MW on 36ha of land comprised of a South Campus and a North Campus, together with associated infrastructure and improvements. The South Campus, located on approximately 12ha, includes one two-story data center building with an approximately 61,688m2 of gross floor area. The South Campus will utilize existing infrastructure constructed as part of the Plug Power project, including the on-site electrical substation and stormwater management facilities. The North Campus, located on approximately 24ha, includes two two-story data center buildings, each with an approximately 61,688m2 square feet of gross floor area. The North Campus will include construction of a purpose-built on-site substation situated on the northwest portion of the Project Site, adjacent to the existing STAMP substation. Each campus includes the construction a guard house, internal driveways, 195 parking spaces, stormwater management facilities, and related site infrastructure facilities. The project requires approximately 500MW of utility power through NY Power Authority (NYPA) and National Grid (NG) to adequately support critical IT and cooling capacity. A 300MW substation will be built to serve the facility with an expected expansion to 600MW. Up to 12 emergency diesel-powered generators rated at 2.5MW each will provide backup power, ensuring uninterrupted operations during utility power outages to support critical IT and house loads, such as lighting and essential health, safety, and security systems. The cooling of the data center will be achieved through the use of air-cooled technology. TRC Companies Inc. has been appointed as the engineering design consultant, Jacobs as a lead consultant, Bowman Consulting as a consulting engineer and land surveyor, Gensler as an architect, Dlb Associates Consulting Engineers P.C. as a consulting engineer. On March 10, 2025, the Genesee County Economic Development Center (GCEDC) Board approved the final resolution for the project. In September 2025, the project is put on hold while Stream seeks to expand the scale of the proposal. GCEDC Board retracted its SEQR (State Environmental Quality Review Act) approvals in anticipation of a revised application. In December 2025, Stream Data Centers applied for SEQRA environmental impact approval. Construction works are scheduled to be completed by 2030. | 43.0823 | -78.4042 | The project involves the construction of an 204,386m2 data center with a consumption capacity of 250MW, comprising three, two-story buildings and a 300MW substation on 36ha of land in Alabama town, New York, the US. The US$19,460 million project includes the following: 1. Construction of an administrative space 2. Construction of meeting rooms 3. Construction of server rooms 4. Construction of a guard house 5. Construction of internal driveways 6. Construction of stormwater management facilities 7. Construction of 195 parking spaces 8. Installation of equipment 9. Installation of safety and security systems | Elevator; Heating, ventilation and air conditioning (HVAC); Hyperscale Data Center |  |  | May 2026 - GCEDC is reviewing the updated SEQRA application alongside the Town of Alabama Planning Board reviewing the site plan application. March 05, 2026 - A public consultation held by the GCEDC to review proposed agreements and revised application submitted to increase the project’s capital investment. February 18, 2026 - Stream Data Centers submitted updated SEQRA documents to GCEDC for review. January 12, 2026 - Stream Data Centers submitted Site Plan Review Application to the Town of Alabama Planning Board for review and approval. December 22, 2025 - Stream Data Centers submitted a sketch plan for review to the Town of Alabama Planning Board. December 12, 2025 - Stream Data Centers submitted its initial SEQRA application documentation to GCEDC. November 2025 - The project is on hold. September 2025 - The project is put on hold while Stream seeks to expand the scale of the proposal. June 2025 - Pre-design activities are underway. March 2025 - Stream Data Centers has received approvals from the Genesee County Economic Development Center. Q4 2024 - Stream Data Centers announced plans to build a data center in Genesee County. | Project Awaiting Approvals | 0 | Not Funded / Unconfirmed | Private | Stream Data Centers |  | M. Arthur Gensler Jr. & Associates Inc;TRC Companies Inc | Bowman Consulting Group Ltd;Dlb Associates Consulting Engineers P.C.;Jacobs
447333 | 447333 | 2026-05-20 17:03 | Blackpool City – Blackpool Silicon Sands Data Center – Blackpool | Blackpool City – Blackpool Silicon Sands Data Center – Blackpool | https://construction.globaldata.com/Projects/Overview/447333 | Planning | Parent | 220 | 2024 Q1 | 2027 Q3 | 2028 Q4 | Europe | United Kingdom | Blackpool | Blackpool | at the former aircraft hangers at Blackpool Airport |  | Commercial & Leisure | Data Center | Data Center | Energy Storage | Low | New | Onshore | The Blackpool City Council (BCC) is planning to undertake the construction of a data center at the former aircraft hangars at Blackpool Airport in Blackpool, the UK. The project involves the construction of a 19,500m2 data center with a consumption of 6MW on 16ha of land. It includes a 32MVA primary substation, a 20MVA solar farm, 50MW battery storage, a 1,858m2 office space, data halls, parking spaces, and the installation of electrical equipment, safety and security systems. The project will be powered by renewable energy, and it will utilise a liquid immersion cooling system Cassidy + Ashton has been appointed as an architect, and WSP as a consultant. | 53.8167 | -3.05 | The project involves the construction of a 19,500m2 data center with a consumption of 6MW on 16ha of land in Blackpool, the UK. The US$220 million project includes the following: 1. Construction of 32MVA primary substation 2. Construction of 50MW battery storage 3. Construction of 20MVA solar farm 4. Construction of a 1,858m2 office space 5. Construction of data halls 6. Construction of parking spaces 7. Installation of electrical equipment 8. Installation of safety and security systems | Heating, ventilation and air conditioning (HVAC) |  |  | May 2026 - Planning activities are underway. October 2025 - Planning activities are underway. November 2024 - Planning activities are underway. May 2024 - Blackpool Council is seeking expressions of interest for data centre developers and operators. Q1 2024 - BCC announced plans to construct a data center at the former aircraft hangers at Blackpool Airport in Blackpool. | No Major Development | 0 | Not Funded / Unconfirmed | Public | Blackpool City Council |  | Cassidy + Ashton Group Ltd | WSP Group Ltd
536584 | 536584 | 2026-05-20 17:02 | Sabey Data Center – East Wenatchee Data Center Expansion Building E – Washington | Sabey Data Center – East Wenatchee Data Center Expansion Building E – Washington | https://construction.globaldata.com/Projects/Overview/536584 | Execution | Parent | 140 | 2024 Q4 | 2025 Q1 |  | North America | United States | Washington | Wenatchee | East Wenatchee, Douglas County |  | Commercial & Leisure | Data Center | Data Center |  |  | Expansion | Onshore | Sabey Data Centers is undertaking the expansion of the existing Tier III data center in Douglas County, Washington, the US. The project involves the construction of a fourth building "E" with the power consumption capacity of 18MW. It includes the construction of two built-to-suite involving a 3,655m2 data hall 1, a 3,640m2 data hall 2, meeting rooms, office space, storage facilities, and the installation of racks, power and cooling systems, safety and security systems. The facility is equipped with backup generators to maintain operations. For cooling, the facility offers a range of options including liquid cooling build-out capabilities, highly efficient air-cooling solutions, and evaporative cooling systems. Additionally, a state-of-the-art chiller plant enhances cooling efficiency, with a chilled water loop prepared for both air and liquid cooling applications. The design also incorporates hot aisle/cold aisle containment systems to optimize temperature management. The project is scheduled to be completed by the first Quarter of 2028. | 47.4235 | -120.3103 | The project involves the construction of a fourth building "E" with the power consumption capacity of 18MW in East Wenatchee, Douglas County, Washington, the US. The US$140 million project includes the following: 1. Construction of a fourth Building E 2. Construction of a 3,655m2 data hall 1 3. Construction of a 3,640m2 data hall 2 4. Construction of meeting rooms 5. Construction of 715m2 office space 6. Construction of 650m2 storage space 7. Installation of racks 8. Installation of power and cooling systems 9. Installation of safety and security systems | Heating, ventilation and air conditioning (HVAC); Tier 3 Data Center |  |  | May 20, 2026 - We have not been able to obtain further updates on this project. We have retained the same project stage and amended the key dates accordingly. We will update the profile as soon as we obtain any new information. August 2025 - Construction works are underway. February 2025 - Construction work commenced. Q4 2024 - Sabey Data Centers announced plans to construct the fourth data center building in East Wenatchee. | Information Unavailable |  | Not Funded / Unconfirmed | Private | Sabey Data Center Properties LLC
369594 | 369594 | 2026-05-20 16:38 | AWS – Chantilly Data Center – Virginia | AWS – Chantilly Data Center – Virginia | https://construction.globaldata.com/Projects/Overview/369594 | Planning | Parent | 30 | 2021 Q1 | Awaiting Confirmation |  | North America | United States | Virginia | Chantilly | 3980 Virginia Mallory Drive | 20151 | Commercial & Leisure | Data Center | Data Center |  | Low | New | Onshore | Amazon Web Series (AWS) is undertaking the construction of a hyperscale data center at 3980 Virginia Mallory Drive, Fairfax County, in Chantilly, Virginia, the US. The project involves the construction of a data center. It includes the construction of data halls, server rooms, control rooms, an office space, and the installation of generators, cooling systems, and safety and security systems. | 38.9061 | -77.4494 | The project involves the construction of a data center in Fairfax County, in Chantilly, Virginia, the US. The US$30 million project includes the following: 1. Construction of data halls 2. Construction of server rooms 3. Construction of control rooms 4. Construction of an office space 5. Installation of generators 6. Installation of cooling systems 7. Installation of safety and security systems | Heating, ventilation and air conditioning (HVAC); Hyperscale Data Center |  |  | May 2026 - We have not been able to obtain further updates on this project. We have retained the same project stage and amended the key dates accordingly. We will update the profile as soon as we obtain any new information. October 22, 2025 - We have not been able to obtain further updates on this project. We have retained the same project stage and amended the key dates accordingly. We will update the profile as soon as we obtain any new information. January 2025 - Planning activities are underway. February 2024 - Planning activities are underway. April 04, 2023 - We have not been able to obtain further updates on this project. We have retained the same project stage and amended the key dates accordingly. We will update the profile as soon as we obtain any new information. April 2022 - Amazon received permits to build a new data center. Q1 2021 - AWS announced plans to build a data center in Chantilly. | Information Unavailable |  | Not Funded / Unconfirmed | Private | Amazon Web Services Inc
315801 | 315801 | 2026-05-20 16:27 | Amazon – Marysville Project Cosmo Data Center – Ohio | Amazon – Marysville Project Cosmo Data Center – Ohio | https://construction.globaldata.com/Projects/Overview/315801 | Pre-Design | Parent | 1000 | 2019 Q4 | 2027 Q3 | 2028 Q2 | North America | United States | Ohio |  | at 14684 Industrial Pkwy | 43040 | Commercial & Leisure | Data Center | Data Center |  | Medium | New | Onshore | Amazon Data Services, Inc. (Amazon) is planning to construct a hyperscale data center at 14684 Industrial Parkway in Marysville, Ohio, the US. The project involves the construction of two data center buildings in a 46,451m2 area on 22ha of land. It will be implemented in phases. It includes the construction of server rooms, meeting rooms, an administrative space, and parking facilities, and the installation of safety and security systems. The project will be powered 100% renewable energy sources. and it will utilise an air cooling system. In November 2019, AMZN considered three possible sites: 44.9ha at the southwest corner of Warner Road and Industrial Parkway, 50.5ha at the northwest corner of Warner Road and Industrial Parkway, and 39.6ha at 8619 Industrial Parkway. In 2021, Jerome township trustees recently rezoned the land where Amazon plans to build its data center. The 40.2ha of land is located on the south side of Warner Road, west of Industrial Parkway. The project will create 25 jobs in the region. | 40.2202 | -83.3259 | The project involves the construction of two data center buildings in a 46,451m2 area on 22ha of land at 14684 Industrial Parkway in Marysville, Ohio, the US. The US$1,000 million project includes the following: 1. Construction of server rooms 2. Construction of meeting rooms 3. Construction of an administrative space 4. Construction of parking facilities 5. Installation of safety and security systems | Heating, ventilation and air conditioning (HVAC); Hyperscale Data Center |  |  | May 2026 - Pre-design works are underway. December 2025 - Pre-design works are underway. March 2025 - Marysville City Council approved the planning application. February 2025 - Planning activities are underway. April 2024 - Planning activities are underway. May 26, 2023 - We have not been able to obtain further updates on this project. We have retained the same project stage and amended the key dates accordingly. We will update the profile as soon as we obtain any new information. August 2022 - This project will serve the new Amazon Data Center on Warner Road. August 2021 - Planning activities are underway. October 2020 - Planning activities are underway. December 2019 - Amazon is in the process of finalizing the site. November 2019 - Amazon considered three possible sites. Q4 2019 - Amazon announced plans to build a data center in Jerome Township. | No Major Development | 0 | Not Funded / Unconfirmed | Private | Amazon.com Inc
539757 | 539757 | 2026-05-20 13:38 | Beale Infrastructure/ Quartz Mountain – Project Clydesdale Data Center Campus – Oklahoma | Beale Infrastructure/ Quartz Mountain – Project Clydesdale Data Center Campus – Oklahoma | https://construction.globaldata.com/Projects/Overview/539757 | Execution | Parent | 3000 | 2024 Q4 | 2025 Q4 | 2032 Q4 | North America | United States | Oklahoma | Tulsa | 76th Street North and 86th Street North |  | Commercial & Leisure | Data Center | Data Center |  |  | New | Onshore | Quartz Mountain Properties LLC and Beale Infrastructure are undertaking the construction of a colocation data center campus located north of East 76th Street North, east of North Yale Avenue, south of East 86th Street North, and west of North Sheridan Road in Tulsa County, Oklahoma, the US. The project involves the construction of a 74,324m2 data center campus on 202.3ha of land. It involves the construction of data halls with racks, meeting rooms, office space, storage spaces, and parking spaces and the installation of power and cooling systems and safety and security systems. The project is developed in four phases. It includes the construction of an 18,580m2 data center in each phase. The facility will be provided by AEP-PSO. It also features an advanced cooling system, ensuring optimal performance and efficiency with maximum reliability. GEODECA LLC has been appointed as the land surveyor, Kimley-Horn and Associates Inc. as the consulting engineer, and Eller & Detrich as the legal advisor. | 36.154 | -95.9928 | The project involves the construction of a 74,324m2 data center campus on 202.3ha of land in Tulsa County, Oklahoma, the US. The US$3,000 million project includes the following: 1. Construction of data halls with racks 2. Construction of meeting rooms 3. Construction of office space 4. Construction of storage spaces 5. Construction of parking spaces 6. Installation of power and cooling systems 7. Installation of safety and security systems | Colocation Data Center |  |  | May 2026 - Construction activities are underway. November 2025 - Construction activities are underway. October 2025 - A groundbreaking ceremony was held marking the start of construction. September 2025 - The project has been approved by the Tulsa Metropolitan Area Planning Commission. September 2025 - The project has been approved by the Tulsa Metropolitan Area Planning Commission. July 2025 - The project has received zoning approval from Tulsa County. April 24, 2025 - Quartz Mountain submitted an application to rezone the land from Agriculture (AG) to industrial for the development of a data center. Q4 2024 - Quartz Mountain Properties LLC announced plans to build a data center campus in Tulsa, Oklahoma. | Project work on Schedule | 1 | Not Funded / Unconfirmed | Private | Beale Infrastructure Group LLC;Quartz Mountain Properties LLC |  |  | Geodeca LLC;Kimley-Horn and Associates Inc
504588 | 504588 | 2026-05-20 13:37 | Asia Land / GCI – Itoshima AI Data Center – Fukuoka | Asia Land / GCI – Itoshima AI Data Center – Fukuoka | https://construction.globaldata.com/Projects/Overview/504588 | Planning | Parent | 1998 | 2024 Q3 | 2027 Q1 | 2034 Q4 | Asia-Pacific | Japan | Fukuoka |  | Taku and Tomi districts, Itoshima City |  | Commercial & Leisure | Data Center | Data Center |  | Low | New | Onshore | ​Asia Pacific Land (APL) Group and Global Compute Infrastructure (GCI) are planning to build a hyperscale data center in Taku and Tomi districts, Itoshima City, Fukuoka Prefecture, Japan. The project involves the construction of six-storey center with a capacity of 300MW on 12.2ha of land. It includes the construction of server rooms with racks, control rooms, server rooms, an administrative space, storage space, distribution rooms, and the installation of generators, elevator, safety and security systems. The project will be developed in phases. The project's two-thirds of its power grid is provided from carbon-free sources. The project includes computer room air conditioning (CRAC) units, chiller units, cooling towers and dry coolers and economisers and evaporative cooling systems, sustainable cooling solutions, high-speed fibre optic networks and photonic-electronic convergence. Construction works on first phase of the project expected to be completed by 2029 and the entire project anticipated to be completed by 2034. | 33.5589 | 130.2084 | The project involves the construction of a six-storey center with a capacity of 300MW on 12.2ha of land in Taku and Tomi districts, Itoshima City, Fukuoka Prefecture, Japan. The US$1,998 million project includes the following: 1. Construction of server rooms with racks 2. Construction of control rooms 3. Construction of server rooms 4. Consstruction of an administrative space 5. Construction of storage space 6. Construction of distribution rooms 7. Installation of generators 8. Installation of equipment 9. Installation of elevator 10. Installation of safety and security systems | Artificial Intelligence; Elevator; Heating, ventilation and air conditioning (HVAC); Hyperscale Data Center; Sustainable Building |  |  | May 2026 - Planning activities are underway. November 2025 - Planning activities are underway. August 2025 - Planning activities are underway. April 2025 - Planning activities are underway. Q4 2024 - APL and GCI acquired site for the development of project. Q3 2024 - Asia Pacific Land and Global Compute Infrastructure announced plans to build a data center in Itoshima. | No Major Development | 0 | Not Funded / Unconfirmed | Private | Asia Pacific Land (Japan) Limited;Global Compute Infrastructure LP
539912 | 539901 | 2026-05-20 13:25 | Innova Renew – Hawthorn Pit Data Center – County Durham | Innova Renew – UK Data Centers Development Program – United Kingdom | https://construction.globaldata.com/Projects/Overview/539912 | Planning | Parent | 650 | 2025 Q1 | 2028 Q1 | 2031 Q2 | Europe | United Kingdom | County Durham |  | Hawthorn Pit | DH6 2RX | Commercial & Leisure | Data Center | Data Center |  | Medium | New | Onshore | Innova Renewables is planning to undertake the construction of a colocation data center at Hawthorn Pit in County Durham, the UK. The project involves the construction of a data center with a consumption capacity of 500MW. It includes the construction of data halls, meet-me rooms, server rooms, a substation, a battery energy storage system, parking facilities, and the installation of generators, cooling systems, and safety and security systems. The facility will be operated on 100% renewable energy. It is a hybrid scheme colocated with Battery Energy Storage Systems (BESS). In October 2025, the proposals were submitted as part of the National Energy System Operator’s (NESO) "Gate 2 to Whole Queue process" reform of the UK's grid connections queue. Innova expects the rulings under the Gate 2 applications (the decisions made by the National Energy System Operator (NESO) regarding whether the project meets the criteria for entry into the connection queue) in the fourth quarter of 2025 and expects to be awarded connection dates between 2029 and 2032, based on the specific substations. | 54.8038 | -1.3869 | The project involves the construction of a data center with a consumption capacity of 500MW in County Durham, the UK. The US$650 million project includes the following: 1. Construction of data halls 2. Construction of meet-me rooms 3. Construction of server rooms 4. Construction of a substation 5. Construction of parking facilities 6. Construction of a battery energy storage system 7. Installation of generators 8. Installation of the cooling systems 9. Installation of safety and security systems | Colocation Data Center; Green data center; Heating, ventilation and air conditioning (HVAC) |  |  | May 2026 - We have not been able to obtain further updates on this project. We have retained the same project stage and amended the key dates accordingly. We will update the profile as soon as we obtain any new information. October 2025 - Innova Renewables submitted the project plans to NESO. Q1 2025 - Innova Renewables announced plans for the construction of a data center in County Durham. | Information Unavailable |  | Not Funded / Unconfirmed | Private | Innova Renewables
539911 | 539901 | 2026-05-20 13:25 | Innova Renew – Feckenham Data Center – Worcestershire | Innova Renew – UK Data Centers Development Program – United Kingdom | https://construction.globaldata.com/Projects/Overview/539911 | Planning | Parent | 650 | 2025 Q1 | 2028 Q1 | 2031 Q2 | Europe | United Kingdom | Worcestershire | Redditch | Feckenham | B96 6HN | Commercial & Leisure | Data Center | Data Center |  | Medium | New | Onshore | Innova Renewables is planning to undertake the construction of a colocation data center in Feckenham, Worcestershire, the UK. The project involves the construction of a data center with a consumption capacity of 500MW. It includes the construction of data halls, meet-me rooms, server rooms, a substation, a battery energy storage system, parking facilities, and the installation of generators, cooling systems, and safety and security systems. The facility will be operated on 100% renewable energy. It is a hybrid scheme colocated with Battery Energy Storage Systems (BESS). In October 2025, the proposals were submitted as part of the National Energy System Operator’s (NESO) "Gate 2 to Whole Queue process" reform of the UK's grid connections queue. Innova expects the rulings under the Gate 2 applications (the decisions made by the National Energy System Operator (NESO) regarding whether the project meets the criteria for entry into the connection queue) in the fourth quarter of 2025 and expects to be awarded connection dates between 2029 and 2032, based on the specific substations. | 52.251 | -1.989 | The project involves the construction of a data center with a consumption capacity of 500MW in Feckenham, Worcestershire, the UK. The US$650 million project includes the following: 1. Construction of data halls 2. Construction of meet-me rooms 3. Construction of server rooms 4. Construction of a substation 5. Construction of parking facilities 6. Construction of a battery energy storage system 7. Installation of generators 8. Installation of the cooling systems 9. Installation of safety and security systems | Colocation Data Center; Green data center; Heating, ventilation and air conditioning (HVAC) |  |  | May 2026 - We have not been able to obtain further updates on this project. We have retained the same project stage and amended the key dates accordingly. We will update the profile as soon as we obtain any new information. October 2025 - Innova Renewables submitted the project plans to NESO. Q1 2025 - Innova Renewables announced plans for the construction of a data center in Feckenham. | Information Unavailable |  | Not Funded / Unconfirmed | Private | Innova Renewables
473330 | 473330 | 2026-05-20 11:22 | GPX Global Syss – Cairo 2 Data Center Expansion – Cairo | GPX Global Syss – Cairo 2 Data Center Expansion – Cairo | https://construction.globaldata.com/Projects/Overview/473330 | Construction Complete | Parent | 53 | 2022 Q1 | 2023 Q3 | 2026 Q2 | Middle East and Africa | Egypt | Cairo | Cairo |  |  | Commercial & Leisure | Data Center | Data Center |  |  | Expansion | Onshore | GPX Global Systems Inc. is undertaking the expansion of the Cairo 2 data centre in Cairo, Egypt. The GPX Cairo 2 data centre expansion will be a Rated-4 certified purpose-built facility with 12MW of power and support for high power density applications and 52U cabinets, along with rich interconnectivity. | 30.0626 | 31.2497 | GPX Global Systems Inc. is undertaking the expansion of the Cairo 2 data centre in Cairo, Egypt. The expansion will add 12MW of power and 9,000m2 of space bringing GPX’s total equipped space in the Cairo market to 12,600 m2. The US$53 million project includes the following: 1. Expansion of a 12MW of power in the data centre 2. Construction of data halls 3. Development of an administrative space 4. Construction of control rooms 5. Expansion of 9,000m2 of space 6. Installation of electrical equipment 7. Installation of safety and security equipment 8. Construction of associated facilities | Colocation Data Center; Tier 4 Data Center | A data centre is being built in Egypt. |  | May 2026 - The project has been completed. September 2025 - Construction works are progressing and the time frame for completion is unknown at this juncture. December 10, 2024 - The construction works are progressing and Redcon Construction is working as the main contractor. | Construction Completed | 5 | Not Funded / Unconfirmed | Private | GPX Global Systems Inc | Redcon Construction
444495 | 444495 | 2026-05-20 08:36 | AWS – Huesca Data Center Complex Expansion – Aragon | AWS – Huesca Data Center Complex Expansion – Aragon | https://construction.globaldata.com/Projects/Overview/444495 | Execution | Parent | 295 | 2023 Q1 | 2024 Q1 | 2028 Q4 | Europe | Spain | Aragon | Zaragoza |  |  | Commercial & Leisure | Data Center | Data Center | Office Buildings |  | Expansion | Onshore | Amazon Web Services (AWS) is undertaking the expansion of a data center complex at Huesca Logistics Platform in Aragon, Spain. The project involves the construction of two, new buildings comprising a 14,000m2 TGFA on a 51ha area, an annex building with eight modules for electronic equipment with a total gross floor area of 28,000m2, office facilities, server rooms, and technical equipment rooms and the installation of cooling and security equipment. Acciona and Itercon have been appointed as the urbanization and construction contractors. | 41.6561 | -0.87734 | The project involves the expansion of a data center complex in Aragon, Spain. The US$295 million project includes the following: 1. Construction of two, new buildings comprising a 14,000m2 TGFA on a 51ha area 2. Construction of an annex building with eight modules for electronic equipment with a total gross floor area of 28,000m2 3. Construction of server rooms 4. Installation of technical equipment rooms 5. Installation of cooling and security equipment | Hyperscale Data Center |  |  | May 2026 - Construction works are underway. May 2025 - Construction works are underway. May 2024 - Construction works are underway. March 2024 - Construction works commenced. Q4 2023 - The construction contract was awarded to Acciona SA and Itercon Innovaciones Tecnicas y Recursos Constructivos SA Q1 2023 - Amazon Web Services (AWS) announced plans to expand a data center complex at Huesca Logistics Platform in Aragon. | Project work on Schedule | 1 | Not Funded / Unconfirmed | Private | Amazon Web Services Inc | Acciona SA;Itercon Innovaciones Tecnicas y Recursos Constructivos SA
566196 | 566196 | 2026-05-20 07:43 | Techbau – Trino Data Center – Piedmont | Techbau – Trino Data Center – Piedmont | https://construction.globaldata.com/Projects/Overview/566196 | Planning | Parent | 4650 | 2026 Q1 | 2028 Q1 | 2030 Q4 | Europe | Italy | Piedmont | Vercelli | Former Enel Galileo Ferraris power plant | 13039 | Commercial & Leisure | Data Center | Data Center |  | Medium | New | Onshore | Techbau S.p.A. is planning to construct a data center at the former Enel Galileo Ferraris power plant in Trino, Vercelli, Piedmont, northern Italy. The project involves the construction of a data center. It includes data halls, server rooms, an administrative office and a substation, and the installation of generators, cooling systems, and safety and security systems. It will create 300 Jobs. | 45.249 | 8.1949 | The project involves the construction of a data center in Trino, Vercelli, Piedmont, northern Italy. The US$4,650 million project includes the following: 1. Construction of data halls 2. Construction of server rooms 3. Construction of an administrative office 4. Construction of a substation 5. Installation of generators 6. Installation of cooling systems 7. Installation of safety and security systems | Heating, ventilation and air conditioning (HVAC) |  |  | May 2026 - Planning activities are underway. February 2026 - Techbau announced plans to construct a data center in Trino. | No Major Development | 0 | Not Funded / Unconfirmed | Private | Techbau SpA
552784 | 552784 | 2026-05-19 17:27 | Atlas Compute – Fort Pierce AI Data Center – Florida | Atlas Compute – Fort Pierce AI Data Center – Florida | https://construction.globaldata.com/Projects/Overview/552784 | Planning | Parent | 2000 | 2025 Q1 | 2027 Q3 | 2028 Q4 | North America | United States | Florida | Fort Pierce |  |  | Commercial & Leisure | Data Center | Data Center |  | Medium | New | Onshore | Atlas Compute is planning to build an AI Tier III, hyperscale data center in Fort Pierce, Florida, the US. The project involves the construction of three data centre buildings, each with 80MW of capacity, totalling 240MW, on 8.9ha of land. It includes the construction of a server room with racks, control rooms, an administrative space, storage space, meet-me rooms, and the installation of generators, air conditioning, safety, and security systems. The facility draws power from the utility grid. It utilises a liquid cooling system, and it will feature 100 kW/rack capability, 99.999% uptime design, and modular scalability optimised for NVIDIA H100 and B200 hardware configurations. Penguin Solutions has been appointed as a design-build contractor. Construction works are expected to be completed by the first quarter of 2027. | 27.4228 | -80.5159 | The project involves the construction of three data centre buildings, each with 80MW of capacity, totalling 240MW, on 8.9ha of land in Fort Pierce, Florida, the US. The US$2,000 million project includes the following: 1. Construction of server rooms with racks 2. Construction of control rooms 3. Construction of an administrative space 4. Construction of storage space 5. Construction of meet-me rooms 6. Installation of generators 7. Installation of equipment 8. Installation of advanced cooling systems 9. Installation of safety and security systems | Hyperscale Data Center; Tier 3 Data Center |  |  | May 2026 - Planning activities are underway. November 2025 - Atlas Compute secured land and critical utility infrastructure approvals. Q1 2025 - Atlas Compute announced plans to build a data center in Florida. | No Major Development | 0 | Not Funded / Unconfirmed | Private | Atlas Compute | Penguin Solutions Inc
413528 | 413528 | 2026-05-19 17:03 | Worldwide DC Sol – 1Hub Data Center – Ho Chi Minh City | Worldwide DC Sol – 1Hub Data Center – Ho Chi Minh City | https://construction.globaldata.com/Projects/Overview/413528 | Planning | Parent | 70 | 2022 Q1 | Awaiting Confirmation |  | Asia-Pacific | Vietnam | Ho Chi Minh City |  | Ho Chi Minh City Hi-Tech Park |  | Commercial & Leisure | Data Center | Data Center |  | Low | New | Onshore | Worldwide DC Solution (WDCS) is planning to build a colocation, tier III data center at Tower 7, OneHub Saigon, Ho Chi Minh City Hi-Tech Park in Ho Chi Minh City, Vietnam. The project involves the construction of a 55m high, 18,000m2, 30MW data center. It includes the construction of a server room, meeting rooms, administrative space, and parking facilities, the installation of generators, equipment, and cooling systems, and safety and security systems. | 10.8577 | 106.7884 | The project involves the construction of a 55m high, 18,000m2, 30MW data centre in Ho Chi Minh City, Vietnam. The US$70 million project includes the following: 1. Construction of a server room 2. Construction of meeting rooms 3. Construction of administrative space 4. Construction of parking facilities 5. Installation of generators 6. Installation of equipment and cooling systems 7. Installation of safety and security systems | Colocation Data Center; Tier 3 Data Center |  |  | May 19, 2026 - We have not been able to obtain further updates on this project. We have retained the same project stage and amended the key dates accordingly. We will update the profile as soon as we obtain any new information. October 2025 - We have not been able to obtain further updates on this project. We have retained the same project stage and amended the key dates accordingly. We will update the profile as soon as we obtain any new information. January 2025 - Planning activities are underway. March 2024 - Planning activities are underway. July 2023 - Planning activities are underway. Q1 2022 - WDCS announced plans to build a data center in Ho Chi Minh City Hi-Tech Park. | Information Unavailable |  | Not Funded / Unconfirmed | Private | Worldwide DC Solution Pte Ltd
450891 | 450891 | 2026-05-19 16:51 | Thorney Lane – Thorney Business Park Data Center – Buckinghamshire | Thorney Lane – Thorney Business Park Data Center – Buckinghamshire | https://construction.globaldata.com/Projects/Overview/450891 | Planning | Parent | 500 | 2024 Q1 | 2027 Q3 | 2029 Q4 | Europe | United Kingdom | Buckinghamshire |  | at Thorney Road Business Park | SL0 9HE | Commercial & Leisure | Data Center | Data Center | Parking Facilities | Low | New | Onshore | Thorney Lane LLP is planning to undertake the construction of a data center at Thorney Business Park, Thorney Lane, North Iver, Buckinghamshire, the UK. It is located to the south of Iver Heath, about 5.95km to the northwest of Heathrow Airport and 30km from central London. The project involves the construction of three data centre buildings with a total floor area of 106,616 m2 on 18.6ha of land. It includes the construction of access roads, ancillary office space, server rooms, data halls, 185 parking spaces, and the installation of equipment and backup generators, cooling units, safety and security systems. The data centre is directly adjacent to the east of the approved Segro Iver data center campus, which was granted hybrid planning permission in May 2024. It will play a critical role in strengthening the UK’s digital infrastructure, driving economic investment, and creating skilled job opportunities. Additionally, it will fund new infrastructure, including a station car park and access improvements, support site remediation, enhance permeability through new public footpaths and cycleways, and deliver landscape and habitat improvements, ensuring a biodiversity net gain. The project team includes Savills Ltd as the planning and environmental consultant, Langley Hall Associates as the architect, and Adams Habermehl as the landscape architect. Evoke Transport is serving as the transport consultant, while Hydrock (now Stantec) has conducted the Air Quality Assessment (AQA), Lighting Impact Assessment (LIA), and Noise Impact Assessment (NIA). Additionally, Aspect Arboriculture prepared the Arboricultural Impact Assessment (AIA), Johns Associates conducted the Ecological Impact Assessment, and Waterman undertook the Flood Risk and Drainage Assessment (FRA). Further assessments include the Geo-Environmental Risk Assessment (GRA) by Delta Simons and the Minerals Assessment (MA) by Hughes Craven. On July 22, 2024, Savills, acting on behalf of Thorney Lane LLP, submitted a formal request to Buckinghamshire Council for a Screening Opinion under the Town and Country Planning (Environmental Impact Assessment) Regulations 2017 to determine whether an Environmental Impact Assessment (EIA) was required for the proposed development. Following the council's review, on September 13, 2024, it was concluded that the proposal would not likely result in significant environmental effects and, therefore, did not warrant an EIA. Public consultations with local stakeholders, including members of the Iver Village and Thorney Lane Residents’ Associations and the Ivers Parish Council Planning Committee, were conducted in September 2024. Subsequently, in December 2024, Savills, on behalf of Thorney Lane LLP, submitted an outline planning application (with all matters reserved except for Access) to the Buckinghamshire Council South Area. | 51.5096 | -0.51654 | The project involves the construction of three data center buildings with a total floor area of 106,616m2 on 18.6ha of land in Iver, Buckinghamshire, the UK. The US$500 million project includes the following: 1. Construction of access roads 2. Construction of ancillary office space 3. Construction of server rooms 4. Construction of data halls 5. Construction of 185 parking spaces 6. Installation of electrical equipment and backup generators 7. Installation of cooling units 8. Installation of safety and security systems | Heating, ventilation and air conditioning (HVAC) |  |  | May 2026 - Planning activities are underway. December 2025 - Buckingham Council is still reviewing the documents, and the project is awaiting approvals. March 2025 - Additional public consultations are being held. December 11, 2024 - Thorney Lane LLP, submitted an outline planning application to the Buckinghamshire Council. September 13, 2024 - The Buckinghamshire Council concluded that the proposal would not likely result in significant environmental effects and, therefore, did not warrant an EIA. July 22, 2024 - Thorney Lane LLP submitted a formal environmental impact assessment screening opinion to the Buckinghamshire Council. Q1 2024 - Thorney Lane LLP has announced its plans to build a data center at Thorney Business Park. | No Major Development | 0 | Not Funded / Unconfirmed | Private | Thorney Lane LLP |  | Adams Habermehl Ltd;Langley Hall Associates Ltd;Waterman Group Plc | Aspect Arboriculture Ltd;Delta Simons;Evoke Transport;Hughes Craven Ltd;JAMTech Solutions Ltd;Johns Associates Ltd;Savills (UK) Ltd;Stantec UK Ltd
552830 | 552830 | 2026-05-19 16:16 | DayOne DC – Chonburi Tech Park CTP2 Data Center – Chon Buri | DayOne DC – Chonburi Tech Park CTP2 Data Center – Chon Buri | https://construction.globaldata.com/Projects/Overview/552830 | Planning | Parent | 1500 | 2025 Q2 | 2027 Q3 | 2029 Q4 | Asia-Pacific | Thailand | Chon Buri | Chon Buri | AMATA City Chonburi Industrial Estate | 20000 | Commercial & Leisure | Data Center | Data Center |  | Low | New | Onshore | DayOne Data Centers is undertaking the construction of a hyperscale data center on its Chonburi Tech Park Plot 2 (CTP2) in Amata City, Chonburi, Thailand. The project involves the construction of a data center with a consumption capacity of 180MW on 6.59ha of land. It includes the construction of server rooms, meeting rooms, office spaces, parking facilities, and the installation of equipment, safety, and security systems. The project will deliver state-of-the-art infrastructure capable of supporting AI, cloud computing, and high-performance digital services, positioning Thailand as a key hub for global digital infrastructure and technological innovation. CTP2 is an expansion of the Chonburi Tech Park (CTP1) 120MW data center. CTP1 and CT2 will have a total capacity of 300MW. The facility is committed to operating on renewable energy. DayOne and Amata B.Grimm Renewable Energy Company Limited (AMBRE) signed a Private User Power Purchase Agreement (PPA) to supply renewable solar energy to the Chonburi Tech Park data center campus. In November 2025, DayOne signed a Memorandum of Understanding (MoU) with industrial estate provider Amata Corporation. | 13.4221 | 101.0056 | The project involves the construction of a data center with a consumption capacity of 180MW on 6.59ha of land in Amata City, Chonburi, Thailand. The US$1,500 million project includes the following: 1. Construction of server rooms 2. Construction of meeting rooms 3. Construction of office spaces 4. Construction of parking facilities 5. Installation of equipment 6. Installation of safety and security systems | Green data center; Hyperscale Data Center |  |  | May 2026 - Planning activities are underway. November 2025 - Planning activities are underway. April 2025 - DayOne announced plans to build a data center in Thailand. | No Major Development | 0 | Not Funded / Unconfirmed | Private | DayOne Data Centers Singapore Pte Ltd
556742 | 556742 | 2026-05-19 15:53 | Nebius Grp – Independence AI Factory Data Center Campus – Missouri | Nebius Grp – Independence AI Factory Data Center Campus – Missouri | https://construction.globaldata.com/Projects/Overview/556742 | Execution | Parent | 8000 | 2025 Q2 | 2026 Q2 | 2029 Q4 | North America | United States | Missouri | Kansas City | Eastgate Commerce Center | 64057 | Commercial & Leisure | Data Center | Data Center |  |  | New | Onshore | Nebius is planning to develop a hyperscale data center in eastern Independence, outside Kansas City, Missouri, the US. It will be located northeast of Little Blue Parkway and Missouri Highway 78. The project involves the construction of 10 data center buildings on 162ha of land, which will cover 232,255m2 with a consumption capacity of 800MW. It included the construction of server rooms, meeting rooms, an administrative space and parking spaces, and the installation of safety and security systems. The project will be developed in two phases. Phase 1 includes the construction of a natural gas-fueled power generation facility with an estimated capacity of 225MW, utilising 15 turbines. Phase 2 will further expand up to 800MW. The project is committed to operating on 100% renewable energy. It is equipped with reliable uninterruptible power supply (UPS) units and generators for backup power systems. It utilises a closed-loop cooling system where a fixed volume of fluid circulates continuously. In November 2025, a long-term power purchase agreement (PPA) was signed between Independence Power & Light (IPL) and the Independence Power Partners (IPP) to purchase electricity capacity and energy at a predetermined price over a fixed term. A long-term energy service agreement (ESA) was also signed between IPL and Nebius to deliver energy at a set pricing structure for a defined period. ARCO National Construction Co Inc has been appointed as the main contractor. Construction works on the first phase commenced in May 2026, with completion scheduled in 2028. While the overall project is expected to be operational by December 2029. | 39.0997 | -94.5786 | The project involves the construction of 10 data center buildings on 162ha of land, which will cover 232,255m2 with a consumption capacity of 800MW in Kansas City, Missouri, the US. The US$8,000 million project includes the following: 1. Construction of server rooms 2. Construction of meeting rooms 3. Construction of an administrative space 4. Construction of parking facilities 5. Construction of related facilities 6. Installation of safety and security systems | Green data center; Heating, ventilation and air conditioning (HVAC); Hyperscale Data Center |  |  | May 2026 - Ground-breaking ceremony was held on the project site marking the start of construction. January 2026 - Public meetings and Community Engagement Panel formation are currently underway. December 2025 - Separate PPAs for Phase 1 and Phase 2 executed with the IPP. November 24, 2025 - Authorization granted for execution of PPA and ESA. November 2025 - Executive Session held to review proposed agreements. June 2025 - Nebius plans to build data center in Kansas City, Missouri. | Construction Commenced | 4 | Not Funded / Unconfirmed | Private | Nebius Group NV | ARCO National Construction Co Inc
503828 | 503828 | 2026-05-19 15:27 | Fermaca – Durango Digital City Development – Durango | Fermaca – Durango Digital City Development – Durango | https://construction.globaldata.com/Projects/Overview/503828 | Planning | Parent | 2700 | 2024 Q3 | 2026 Q3 | 2029 Q4 | South and Central America | Mexico | Durango | Victoria de Durango |  |  | Commercial & Leisure | Data Center | Data Center | Gas; Fiber Optic Cable Lines; Gas | Medium | New | Onshore | Mexican company Fermaca Dreams, a subsidiary of Fermaca Global, is planning to build the Durango Digital City Development in Durango, Mexico. The project involves the construction of a hyperscale data center with 250MW consumption capacity, a 2,000km fiber network from Mexico to Querétaro, a 160km gas pipeline from Texas to Durango, a 350MW on-site combined cycle power plant and related infrastructure. The project will generate 1,900 direct and indirect jobs during construction and 100 permanent jobs during operation. The data center will use power from the combined cycle plant. Construction work will start on all four sections simultaneously. Construction work is scheduled to take four years to complete. | 24.0203 | -104.6576 | The project involves the construction of a 250MW natural gas-powered data center campus in Durango, Mexico. The US$2,700 million project includes the following: 1. Construction of a data center with 250MW consumption capacity 2. Construction of a 2,000km fiber network from Mexico to Querétaro, with branches extending to Guadalajara and Durango 3. Construction of a 160km gas pipeline from Texas to Durango 4. Construction of a 350MW on-site combined cycle power plant 5. Construction of related infrastructure | Combined-cycle Power Plant; Heating, ventilation and air conditioning (HVAC); Hyperscale Data Center |  |  | May 2026 - The project is in planning. May 2025 - Site preparation work is going on. March 2025 - Pre-construction work is going on. September 2024 - Fermaca Dreams announced plans to build the Durango Digital City in Durango, Mexico. | Project work on Schedule | 1 | Not Funded / Unconfirmed | Private | Fermaca Global LP
566085 | 566085 | 2026-05-19 13:29 | Arcem – Arcem Husnes Data Center – Hordaland | Arcem – Arcem Husnes Data Center – Hordaland | https://construction.globaldata.com/Projects/Overview/566085 | Planning | Parent | 480 | 2026 Q1 | 2027 Q3 | 2031 Q4 | Europe | Norway | Hordaland |  | Gron Naringspark in Husnes |  | Commercial & Leisure | Data Center | Data Center |  | Medium | New | Onshore | Arcem, a data center development platform of Bonum AS is planning to build a data center in Gron Naeringspark, Husnes, Kvinnherad Municipality, Vestland, Norway. The project involves the construction of a data center with a capacity of 90MW on 6ha of land. It includes the construction of data halls, office space, conference rooms, meet-me-rooms, and a break area, and the installation of racks and safety and security systems. The project will be developed in phases. The first phase involves the construction of a 40MW data center. The facility draws power from the utility grid operated by BKK AS. Construction works are anticipated to be completed by 2031. | 59.8612 | 5.7395 | The project involves the construction of a data center with a capacity of 90MW in Kvinnherad Municipality, Vestland, Norway. The US$480 million project includes the following: 1. Construction of data halls 2. Construction of conference rooms 3. Construction of break area 4. Construction of meet-me-rooms 5. Construction of office space 6. Installation of racks 7. Installation of safety and security systems | Heating, ventilation and air conditioning (HVAC) |  |  | May 2026 - Planning activities are underway. April 2026 - Bonum AS has secured land in the Grøn Næringspark. Q1 2026 - Bonum AS announced plans to build a data center in Husnes. | No Major Development | 0 | Not Funded / Unconfirmed | Private | Arcem
552398 | 552398 | 2026-05-19 13:27 | Racks Central – RCJM1 Data Center – Johor | Racks Central – RCJM1 Data Center – Johor | https://construction.globaldata.com/Projects/Overview/552398 | Execution | Parent | 340 | 2024 Q1 | 2025 Q4 | 2026 Q4 | Asia-Pacific | Malaysia | Johor |  | Iskandar Halal Park | 81700 | Commercial & Leisure | Data Center | Data Center |  |  | New | Onshore | Racks Central is undertaking the construction of a Tier III hyperscale data center in Johor, Malaysia. The project involves the construction of a 9,200m2 data center with an initial 90MW of critical IT load on 2ha of land and can be eventually scaled up to approximately 490MW. It includes the construction of data halls, meeting rooms, administrative facilities, parking facilities, and the installation of diesel generators, safety and security systems. The project has been designed to meet the requirements for Green Mark Platinum certification. The data center's hybrid architecture enables seamless integration of traditional enterprise IT, HPC, and AI workloads under a unified operational framework. The facility draws power from the utility grid. It has 2N UPS redundancy and N+1 diesel generator redundancy for power backup, and will use water-cooled chillers cooling system with N+1 configuration with 100% air cooled chiller back up, including N+2 redundancy fan wall units (FWUs) consistent with hot aisle containment for data hall cooling, and targets rack density of 8kW to 140kW per cabinet. The data center targets to achieve the power usage effectiveness (PUE) of 1.35. Construction works are scheduled to be completed in the fourth quarter of 2026. | 1.5239 | 103.9262 | The project involves the construction of a 9,200m2 data center with 90MW of critical IT load on 2ha of land in in Iskandar Halal Park, Johor, Malaysia. The US$340 million project includes the following: 1. Construction of data halls 2. Construction of meeting rooms 3. Construction of administrative facilities 4. Construction of parking facilities 5. Installation of diesel generators 6. Installation of safety and security systems | Green Mark; Heating, ventilation and air conditioning (HVAC); Hyperscale Data Center; Tier 3 Data Center |  |  | May 2026 - Construction works are underway. December 2025 - A groundbreaking ceremony was held to mark the commencement of construction. January 2024 - Racks Central announced plans to build a data center in Malaysia. | Project work on Schedule | 1 | Not Funded / Unconfirmed | Private | Racks Central Pte Ltd
411298 | 411298 | 2026-05-19 13:02 | UmTelecom – Curado Data Center – Pernambuco | UmTelecom – Curado Data Center – Pernambuco | https://construction.globaldata.com/Projects/Overview/411298 | Execution | Parent | 31 | 2023 Q2 | 2025 Q1 | 2033 Q1 | South and Central America | Brazil | Pernambuco | Recife |  |  | Commercial & Leisure | Data Center | Data Center |  |  | New | Onshore | Um Telecom is undertaking the construction of a data center in Curado, Pernambuco, Brazil. The project involves the construction of a data center on an area of 1.3ha of land, office accommodations, and parking facilities, and the installation of security systems and optical cables. The project will be developed in three phases. The first phase, named Recife1, will consist of 150 racks in 14000 m2; the second and third phases will have a 3MW consumption capacity each. Banco Nacional de Desenvolvimento Econômico e Social (BNDES) is funding the project. The first phase is scheduled to be completed in Q1 2026. | -8.0539 | -34.8811 | The project involves the construction of a data center on an area of 1.3ha in Curado, Pernambuco, Brazil. The US$31 million (BRL150 million) project includes the following: 1. Construction of office accommodations 2. Construction of parking facilities 3. Installation of optical cables 4. Installation of security systems | Tier 3 Data Center | A data center is planned to be developed in Curado, Pernambuco. The aim of the project is to provide large data spaces for customers with high computational demand in the Brazil and Latin American markets. |  | May 2026 - Construction activities are underway. March 2025 - Construction activities are underway. February 2025 - Construction activity commenced. Q4 2024 - Planning activity is underway. June 2024 - Telecom receives R$41 million investment from BNDES. December 2023 - Planning activity is underway. June 2023 - Project is in initial phase of development. Q2 2023 - Um Telecom announced its plans to construct a data centre in Curado, Pernambuco. | Project work on Schedule | 1 | Partially Funded | Private | UmTelecom
470757 | 470757 | 2026-05-19 12:05 | DAMAC Properties – Vicalvaro EDGNEX Data Center – Madrid | DAMAC Properties – Vicalvaro EDGNEX Data Center – Madrid | https://construction.globaldata.com/Projects/Overview/470757 | EPC Award | Parent | 436 | 2024 Q4 | 2026 Q3 | 2028 Q4 | Europe | Spain | Madrid |  |  | 28028 | Commercial & Leisure | Data Center | Data Center |  | High | New | Onshore | DAMAC is planning to undertake the construction of the EDGNEX data center in the Vicalvaro region, Madrid, Spain. It is located just 10km from Madrid International Airport and 5km from the Internet Exchange. The project involves the construction of a 22,414m2 data center with a consumption capacity of 40MW. It includes the construction of server rooms, control rooms, an administrative space, and parking facilities, and the installation of an HVAC system and relevant equipment. The project aims to create long-term customer value by providing high-capacity, sustainable, cutting-edge data center solutions in critical global markets. IDP Ingenieria y Arquitectura Iberia SL has been appointed as the fiber and energy study consultant, technical due diligence, and technical consultant. Aldesa Construcciones SA has been appointed as the construction contractor. | 40.4895 | -3.5268 | The project involves the construction of the EDGNEX data center in the Vicalvaro region, Madrid, Spain The US$436 million project includes the following: 1. Construction of a 22,414m2 data center with a consumption capacity of 40MW 2. Construction of control rooms 3. Construction of an administrative space 4. Construction of parking space 5. Installation of relevant equipment 6. Installation of a heating, ventilation, and air conditioning (HVAC) system | Heating, ventilation and air conditioning (HVAC); Hyperscale Data Center |  |  | May 2026 - The construction contract agreement signing procedure is underway. April 2026 - The construction contract has been awarded to Aldesa Construcciones SA. December 2025 - A tender was issued for construction contractors. October 2025 - We have not been able to obtain further updates on this project. We have retained the same project stage and amended the key dates accordingly. We will update the profile as soon as we obtain any new information. November 2024 - Project is in early stages of development. Q4 2024 - DAMAC announced plans to build a 40MW data center in Madrid, Spain. | Project work on Schedule | 1 | Not Funded / Unconfirmed | Private | DAMAC Properties Co LLC | Aldesa Construcciones SA |  | IDP Ingenieria y Arquitectura Iberia SL
363006 | 363006 | 2026-05-19 11:35 | META – Kuna Data Center – Idaho | META – Kuna Data Center – Idaho | https://construction.globaldata.com/Projects/Overview/363006 | Execution | Parent | 900 | 2021 Q4 | 2022 Q3 | 2026 Q4 | North America | United States | Idaho | Kuna | corner of South Cole Road and West King Road |  | Commercial & Leisure | Data Center | Data Center | Treatment Plants |  | New | Onshore | Meta Platforms, Inc. (META) is undertaking the construction of a hyperscale data center at the corner of South Cole Road and West King Road in Idaho, the US. The project involves the construction of an 89,186.9m2 hyperscale data center. It includes the construction of two data center buildings which includes four data halls each, a central administration building, utilities infrastructure (storm sewer, sanitary sewer, power, water, and Outside Plant (OSP) fiber loop pathways), site roadways and paving, campus access control, server rooms, meeting rooms, and parking facilities, and the installation of equipment and safety and security systems. It also includes the construction of a 197,883m2 water/wastewater supply plant comprising four wells and storage tanks for the water supply system, and five lagoons for the wastewater system that will be connected to the data center through miles of underground piping and pumps. The facility is committed to operating on 100% renewable energy from Idaho Power’s “Clean Energy Your Way” green tariff and will be supported by a new 200MW Pleasant Valley Solar farm. It will also feature a free-air cooling system. The facility is designed LEED Gold certificate. Hensel Phelps Construction Co. has been appointed as the main contractor, Engineered Structures Inc. and Ralph L. Wadsworth Construction Company LLC as civil sub-contractors, HDR Inc. as design consultant, Cupertino Electric Inc. as electrical engineer, Southland Industries as MEP consultant, Flynn Canada Ltd. as roofing sub-contractor, and LeJeune Steel Company as steel supply contractor. In December 2022, META announced a redesign to accommodate artificial intelligence (AI) capabilities to the project. Simultaneously, pre-construction works such as rock crushing and excavating works were delayed. The construction works commenced in September 2022, and scheduled to be completed in the fourth quarter of 2026. | 43.4585 | -116.2706 | The project involves the construction of an 89,186.9m2 hyperscale data center in Kuna, Idaho, the US. The US$900 million project includes the following: 1. Construction of two data center buildings which includes four data halls each 2. Construction of a central administration building 3. Construction of 197,883m2 water/wastewater supply plant 4. Construction of utilities infrastructure 5. Construction of campus access control 6. Construction of server rooms 7. Construction of 200MW solar farm 8. Construction of meeting rooms 9. Construction of parking facilities 10. Installation of equipment 11. Installation of safety and security systems | Artificial Intelligence; Green data center; Heating, ventilation and air conditioning (HVAC); Hyperscale Data Center; LEED | The project aims to provide a modern and energy-efficient data center to meet the growing bandwidth, data storage, and cloud needs of businesses in the region. Upon completion, it will create more than 1,200 construction jobs and 100 operational jobs. |  | May 2026 - The interior work is progressing on the buildings. January 2026 - The exterior works on all buildings is completed. December 2025 - Construction works are underway. August 2025 - Construction works are underway. July 2024 - Construction activities are underway. October 2023 - Construction works are underway. September 2022 - A groundbreaking ceremony was held, marking the start of construction. September 2022 - Groundbreaking ceremony held, marking the start of pre-construction works. Q4 2021 - Meta has announced to build its data center in Kuna. | Project work on Schedule | 1 | Not Funded / Unconfirmed | Private | Meta Platforms Inc | Hensel Phelps Construction Co | HDR Inc | Cupertino Electric Inc;Southland Industries
220089 | 220089 | 2026-05-19 10:26 | Google – Bissen Data Center Facility – Luxembourg | Google – Bissen Data Center Facility – Luxembourg | https://construction.globaldata.com/Projects/Overview/220089 | Planning | Parent | 1076 | 2017 Q1 | 2026 Q4 | 2031 Q2 | Europe | Luxembourg | Luxembourg | Luxembourg | Um Roost, Busbierg, Bissen-Roost |  | Commercial & Leisure | Data Center | Data Center |  | Low | New | Onshore | Google Inc., is planning to construct a data center in the municipality of Bissen, Mersch Canton, Luxembourg. The project involves the construction of two storey data center on a 33.7ha of land. It also includes the construction of two data center units of 30,000m2 each with 25m height, server rooms, meeting rooms, an administrative building, a warehouse facility, parking facilities, and the installation of equipment and safety systems, power facilities, solar panels and safety and security systems. Google has secured land in Bissen Commune with an investment of US$45 million, the strategic location of the project was chosen because of closeness towards the river Alzette, which would require an estimate of 10 million liters of water per day to cool the servers, which is estimated to be around 10% of the country’s overall water consumption. WW + Architektur + Management Sarl has been appointed as the planner and LuxConnect as the consultant. | 49.7869 | 6.0067 | The project involves the construction of a two storey data center on 33.7ha land in the municipality of Bissen, Mersch Canton, Luxembourg. The US$1,076 million project includes the following: 1. Construction of two data center units of 30,000m2 each with 25m height 2. Construction of server rooms 3. Construction of meeting rooms 4. Construction of an administrative building 5. Construction of a warehouse facility 6. Construction of parking facilities 7. Installation of equipment and safety systems 8. Installation of power facilities 9. Installation of solar panels 10. Installation of safety and security systems | Heating, ventilation and air conditioning (HVAC); Hyperscale Data Center | A data center is proposed for construction in Bissen. The project aims to provide a modern and energy-efficient data center to meet the growing bandwidth, data storage and cloud needs of businesses in the region. The reclassified 33ha of land with the purchase value of US$45 million was acquired by the London Bridge Technology, a subsidiary of Google. Upon completion, the project will create 300 jobs. |  | May 2026 - The project is facing delays due to opposition from the environmental advocacy group Mouvement écologique (Meco) and is still awaiting building permit approval. March 2026 - A formal appeal has been filed against the project by the environmental advocacy group Mouvement écologique (Meco) and simultaneously the public consultation activities regarding the environmental impact has been completed. November 2025 - The environmental impact study has been completed on the project and the project is awaiting building permit approval. August 2025 - The environmental impact study activities are underway and simultaneously the building permit application has been submitted to the Administration Communale de Bissen. January 2025 - The municipality of Bissen voted Special Development Plan (PAP) for the installation of a Google data center. October 2024 - Planning activities are underway. April 2024 - The project has been resumed. March 2024 - The project is put on hold. June 2023 - The project is put on hold. May 2023 - The project is still facing a delay due to environmental issues related to the consumption of water. June 2022 - The Luxembourg Economy Minister Mr. Franz Fayot has requested Google to re-evaluate its plans to develop the project or make a decision to sell the land where the government can buy back the land at the original price. April 2022 - The legal action is still in progress regarding the reclassification of certain plots. March 2022 - The project is facing a delay due to legal issues related to the reclassification of plots where the data center is to be built, and the final decision of the appeal lodged by Mouvement Écologique is still pending before the administrative court. May 2021 - The impact studies are underway on the project. April 2021 - The administrative court confirms that the MoU signed between the State, the municipality of Bissen, LB Technology Sàrl, and the Google cannot be disclosed in public. March 12, 2021 - The Ministry of the Interior approved the partial development plan for the project. The partial development plan regulates the maximum height of the buildings and the supply infrastructure. October 2020 - The municipality of Bissen has has already approved the partial development plan and voted in favor for the construction of the data center. September 2020 - The project is awaiting approvals from the Chamber of Deputies economy committee. June 04, 2020 - A confidential memorandum of understanding between the State, municipality of Bissen, and Google was submitted to the Chamber of Deputies economy committee. May 2020 - The final vote on the construction of the data center was postponed due to the pandemic. April 2020 - The project is facing opposition by the local residents. February 2020 - The parliamentary commission for economics will debate on the project, and a memorandum of understanding was signed between the Google and the municipality of Bissen. Q4 2019 - The design contract was awarded to WW + Architektur + Management Sarl. Q4 2019 - The project is getting delayed due to regulatory issues. June 2019 - The regulatory hurdles for the project are cleared. Q1 2019 - Planning activities are underway. Q3 2018 - Planning activities are underway. Q1 2018 - Google has secured a land in Bissen Commune in Grand Duchy. Q1 2018 - Google is in the process of land acquisition. Q3 2017 - Planning activities are underway. Q1 2017 - GOOGLE announced plans to build a data center in Grand Duchy, Luxembourg. | Project is Delayed | -3 | Not Funded / Unconfirmed | Private | Google LLC |  |  | LuxConnect;WW + Architektur + Management Sarl
556512 | 556512 | 2026-05-19 10:23 | SDAIA – Hexagon Data Center – Ar Riyad | SDAIA – Hexagon Data Center – Ar Riyad | https://construction.globaldata.com/Projects/Overview/556512 | Execution | Parent | 2700 | 2024 Q1 | 2026 Q1 | 2029 Q4 | Middle East and Africa | Saudi Arabia | Ar Riyad | Riyadh |  |  | Commercial & Leisure | Data Center | Data Center |  |  | New | Onshore | Saudi Data and Artificial Intelligence Authority (SDAIA) is planning to undertake the construction of the Hexagon Data Center in Riyadh, Saudi Arabia. It will host more than 290 government systems and platforms, serving digital government services, AI model training, and sovereign cloud infrastructure. The project involves the construction of a data centre. It also includes the construction of meeting rooms, an administrative space, a cafeteria, landscaping works, car parking facilities, installation of safety and security systems, and associated facilities. In January 2026, the foundation stone is laid, and AB Tech For Information Technology is working as the main contractor on the Hexagon Data Center: Phase 1. | 24.6877 | 46.7219 | Saudi Data and Artificial Intelligence Authority (SDAIA) is planning to undertake the construction of the Hexagon Data Center in Riyadh, Saudi Arabia. It will host more than 290 government systems and platforms, serving digital government services, AI model training, and sovereign cloud infrastructure. Hexagon Data Center is the world's largest government-run data facility and will span an area of 30 million square feet and deliver a power capacity of up to 480 megawatts. The project aims to support the rapid expansion of digital government services while securing national control over critical data. This scale is expected to place Saudi Arabia among the world’s leading destinations for advanced digital infrastructure. The US$2700 million project includes the following: 1. Construction of a Tier IV data centre 2. Construction of meeting rooms 3. Construction of a cafeteria 4. Construction of an administrative space 5. Landscaping works 6. Construction of car parking facilities 7. Installation of safety and security systems 8. Associated facilities |  | The construction of Hexagon Data Center is planned to be built in Riyadh. |  | May 2026 - The construction works are 20 per cent completed on the Hexagon Data Center: Phase 1. January 2026 - The foundation stone has been laid and AB Tech For Information Technology, which is a part of PIF-backed Albawani has been appointed as the main contractor on the project. | Project work on Schedule | 1 | Not Funded / Unconfirmed | Public | Saudi Authority for Data and Artificial Intelligence |  | Arabtech Jardaneh Engineers & Architects | Syska Hennessy Group Inc
556448 | 556512 | 2026-05-19 10:22 | SDAIA – Hexagon Data Center: Phase 1 – Ar Riyad | SDAIA – Hexagon Data Center – Ar Riyad | https://construction.globaldata.com/Projects/Overview/556448 | Execution | Sub | 267 | 2024 Q1 | 2026 Q1 | 2029 Q4 | Middle East and Africa | Saudi Arabia | Ar Riyad | Riyadh |  |  | Commercial & Leisure | Data Center | Data Center |  |  | New | Onshore | Saudi Data and Artificial Intelligence Authority (SDAIA) is planning to undertake the construction of the first phase of the Hexagon Data Centre in Riyadh, Saudi Arabia. The centre supports sovereign cloud, AI model training, and the digital transformation of government services. The project involves the construction of a data centre. It also includes the construction of meeting rooms, an administrative space, a cafeteria, landscaping works, car parking facilities, installation of safety and security systems, and associated facilities. In December 2026. the foundation stone is laid and AB Tech For Information Technology is working as the main contractor. | 24.6877 | 46.7219 | Saudi Data and Artificial Intelligence Authority (SDAIA) is planning to undertake the construction of the first phase of the Hexagon Data Centre in Riyadh, Saudi Arabia. The centre supports sovereign cloud, AI model training, and the digital transformation of government services. Hexagon Data Centre is the world's largest government-run data facility and will span an area of 30 million square feet and deliver a power capacity of up to 480 megawatts. The project aims to support the rapid expansion of digital government services while securing national control over critical data. This scale is expected to place Saudi Arabia among the world’s leading destinations for advanced digital infrastructure. The US$267 million project includes the following: 1. Construction of a Tier IV data centre 2. Construction of meeting rooms 3. Construction of a cafeteria 4. Construction of an administrative space 5. Landscaping works 6. Construction of car parking facilities 7. Installation of safety and security systems 8. Associated facilities |  | The construction of Hexagon Data Center Phase 1 is planned to be built in Riyadh. |  | May 2026 - The construction works are 20 per cent completed on the project. January 2026 - The foundation stone has been laid and AB Tech For Information Technology, which is a part of PIF-backed Albawani has been appointed as the main contractor on the project. | Project work on Schedule | 1 | Not Funded / Unconfirmed | Public | Saudi Authority for Data and Artificial Intelligence | AB Tech | Arabtech Jardaneh Engineers & Architects | Syska Hennessy Group Inc
476676 | 504031 | 2026-05-19 07:52 | DU – Hyperscale Data Centre: Project Mercury Data Centre (30MW) – Dubai | DU/ MSFT – Hyperscale Data Centre in Dubai – Dubai | https://construction.globaldata.com/Projects/Overview/476676 | Execution | Sub | 272 | 2021 Q3 | 2023 Q2 | 2026 Q4 | Middle East and Africa | United Arab Emirates | Dubai | Dubai |  |  | Commercial & Leisure | Data Center | Data Center |  |  | New | Onshore | Emirates Integrated Telecommunications Company (EITC) also known as Du is undertaking the construction of a 30MW data center building named Project Mercury Data Centre in Dubai Design District in Dubai, the UAE. JLW and JV partner McLaren Construction lead the design, construction, and commissioning, with Turner & Townsend as PMC and various technical and MEP consultants. The centre aims to serve a hyperscale tenant, offering high performance, resilience, and scalability for digital operations in Dubai. The project will be developed in 2 phases. The project involves the construction of a 30MW data center. It also includes the construction of control rooms, an administrative space, and the installation of electrical equipment, safety and security equipment, and associated facilities. | 25.1836 | 55.3081 | Emirates Integrated Telecommunications Company (EITC) also known as Du is undertaking the construction of a 30MW data center building named Project Mercury Data Centre in Dubai Design District in Dubai, the UAE. JLW and JV partner McLaren Construction lead the design, construction, and commissioning, with Turner & Townsend as PMC and various technical and MEP consultants. The centre aims to serve a hyperscale tenant, offering high performance, resilience, and scalability for digital operations in Dubai. Plot no.: 3372342 The project will be developed in 2 phases. The Mercury Data Centre is planned to have a total capacity of 30,100 kW IT load, distributed across 6nos PODs, 4nos IDFs and 1no AZNG room. The US$272 million project includes the following: 1. Construction of a three-story building (G+2+R) a. Construction of Data Suites on the 1st and 2nd floors b. Construction of offices on ground floor c. Construction of Plant areas both the ground floor and roof levels 2. Construction of six 5MW data halls a. Phase 1 (three 5MW data halls) b. Phase 2 (three 5MW data halls) 3. Construction of control rooms 4. Installation of electrical equipment 5. Installation of safety and security equipment 6. Construction of associated facilities | Heating, ventilation and air conditioning (HVAC); Tier 3 Data Center | A data center is planned to be developed in Dubai design district, Dubai. EITC (DU) Project Mercury Data Centre facility in Dubai Design District D3, Dubai. The data centre will be designed as a co-location facility with a total of 30MW IT load. |  | May 2026 - As per the site visit on April 28, 2026, finishing works are progressing on the project. January 2026 - As per the site visit on January 15, 2026, finishing works are ongoing. Sudlows Consulting is working as the technical advisor. October 2025 - As per the site visit on September 23, 2025, structural works are progressing at different levels. June 2025 - As per the site visit on June 14, 2025, construction works are ongoing on the project. January 2025 - Construction works on phase 1 are complete and construction works are progressing on Phase 2 of the project. | Project work on Schedule | 1 | Not Funded / Unconfirmed | Private | Emirates Integrated Telecommunications Co PJSC | JLW ME Electromechanical;McLaren Group Ltd |  | Group Consult International;Red Engineering;Sudlows DMCC;Turner & Townsend Ltd
525021 | 525021 | 2026-05-19 06:43 | Deep Green – Bradford Data Center – Bradford | Deep Green – Bradford Data Center – Bradford | https://construction.globaldata.com/Projects/Overview/525021 | Design | Parent | 55 | 2024 Q1 | 2027 Q1 | 2029 Q2 | Europe | United Kingdom | Bradford | Bradford | Listerhills Road & Thornton Road | BD1 2JD | Commercial & Leisure | Data Center | Data Center |  | High | New | Onshore | Deep Green is planning to undertake the construction of a colocation data center on Listerhills Road, near the junction with Thornton Road, in Bradford, the UK. The project involves the construction of a two-story 1,275m2 data center with a capacity of 5.6MW on 0.34ha of land. It includes a substation, secured storage space, cooling units, four data halls, parking spaces, and the installation of four diesel generators, safety, and security systems. It will be equipped with four diesel generators and will use a closed-loop cooling system and dry air coolers. The data centre will be designed to accommodate HPC (High Performance Computing), so it will be focused on providing services to businesses working with AI, data analysis, and computational modelling. Norr Architects Ltd has been appointed as the architect and MEP consultant. Once operational, the facility is expected to cut Bradford’s carbon emissions by almost 1,000 tonnes every year. In May 2026, the Deep Green secured approvals for data center from Bradford Council. | 53.7746 | -1.7948 | The project involves the construction of a two-story 1,275m2 AI data center with a capacity of 5.6MW on 0.34ha of land in Bradford, the UK. The US$55 million project includes the following: 1. Construction of a substation 2. Construction of a secured storage space 3. Construction of cooling units 4. Construction of four data halls 5. Construction of parking spaces 6. Installation of equipment 7. Installation of safety and security systems | Colocation Data Center; Heating, ventilation and air conditioning (HVAC) |  |  | May 2026 - Deep Green secured approvals for data center from Bradford Council. March 2026 - The project is awaiting approvals. November 2025 - The project is awaiting planning approvals. August 2025 - The project is awaiting approvals from the City of Bradford Metropolitan Council. July 2025 - Deep Green has submitted plans to the City of Bradford Metropolitan Council to develop a data center. Q1 2024 - Deep Green announced plans to build a data center in Bradford. | Major Authority Clearance Received | 3 | Not Funded / Unconfirmed | Private | Deep Green Technologies Ltd |  | Norr Architects Ltd | Norr Architects Ltd
565270 | 565270 | 2026-05-19 06:12 | Far North Digital – Prudhoe Bay Data Center – Alaska | Far North Digital – Prudhoe Bay Data Center – Alaska | https://construction.globaldata.com/Projects/Overview/565270 | Planning | Parent | 300 | 2025 Q1 | 2027 Q3 | 2029 Q4 | North America | United States | Alaska |  | Prudhoe Bay |  | Commercial & Leisure | Data Center | Data Center |  | Medium | New | Onshore | Far North Digital LLC is planning to construct a colocation, tier IV data center in Prudhoe Bay Alaska, the US. The project involves the construction of a data center with a consumption capacity of 120MW on 17ha of land. It includes data halls, server rooms, an administrative space, a substation, and the installation of generators and safety and security systems. The project will be powered by renewable resources, and it will utilise a free cooling system (cool climate). | 70.3219 | -150.167 | The project involves the construction of a data center with a consumption capacity of 120MW on 17ha of land in Alaska, the US. The US$500 million project includes the following: 1. Construction of data halls 2. Construction of server rooms 3. Construction of an administrative space 4. Construction of a substation 5. Installation of the generators 6. Installation of safety and security systems | Colocation Data Center; Heating, ventilation and air conditioning (HVAC); Tier 4 Data Center |  |  | May 2026 - Planning activities are underway. March 2025 - Far North Digital LLC announced planning to construct a data center in Alaska. | No Major Development | 0 | Not Funded / Unconfirmed | Public | Far North Digital LLC
324729 | 324729 | 2026-05-18 18:39 | Google – Babenhausen Data Center – Hesse | Google – Babenhausen Data Center – Hesse | https://construction.globaldata.com/Projects/Overview/324729 | Planning | Parent | 325 | 2020 Q2 | 2027 Q2 | 2029 Q4 | Europe | Germany | Hesse | Babenhausen | on the Hauck & Nöth areal, at B26 highway. | 64832 | Commercial & Leisure | Data Center | Data Center | Office Buildings | Medium | New | Onshore | Google LLC is planning to construct a data center in Babenhausen, Hesse, Germany. The project involves the construction of a 22m-high data center on a 5.5ha area, a 27m-high noise protection wall with a setback, a three-story office building, and parking facilities, and the installation of elevators and power facilities. In the second quarter of 2020, Google LLC acquired the development site from Aumann AG. Ttsp Hwp Seidel Planungsgesellschaft mbH has been appointed as the planner as well as the architect. | 49.9652 | 8.9513 | The project involves the construction of a data center on a 5.5ha area in Babenhausen, Hesse, Germany. The USS$325 million project includes the following: 1. Construction of a 22m-high data center 2. Construction of a 27m-high noise protection wall with setback 3. Construction of a three-story office building 4. Construction of parking facilities 5. Installation of elevators and power facilities | Heating, ventilation and air conditioning (HVAC); Hyperscale Data Center; Tier 4 Data Center | A data center is planned to be developed on the former area of the Hauck & Nöth-Areal at the outskirts of Aschaffenburg, Babenhausen. The project aims to build a data center and to bring the south Hessian community forward. The project will create 120 new jobs. |  | May 2026 - Pre-construction activities are underway. Q1 2026 - Pre-construction work commenced. June 2025 - Planning activities are underway on the development plan. February 2025 - Planning activities are underway on the development plan. April 2024 - Planning activities are underway on the development plan. December 2023 - The project is facing a delay due to lack of power. May 2023 - Planning activities are underway. June 2022 - The building document preparations and design activities activities are underway simultaneously. January 2022 - The building document preparations and design activities activities are underway simultaneously. July 2021 - Planning activities are underway. December 2020 - TTSP HWP revealed the project owner's name. September 2020 - Planning activities are underway. May 09, 2020 - PD received the planing approval. April 2020 - PD announced plans to construct a data center with a capacity in Babenhausen. | Project work on Schedule | 1 | Not Funded / Unconfirmed | Private | Google LLC |  | Ttsp Hwp Seidel Planungsgesellschaft MbH
416052 | 416052 | 2026-05-18 18:17 | EdgeConneX – Heusenstamm Data Center Campus – Hesse | EdgeConneX – Heusenstamm Data Center Campus – Hesse | https://construction.globaldata.com/Projects/Overview/416052 | Execution | Parent | 626 | 2023 Q1 | 2025 Q4 | 2028 Q4 | Europe | Germany | Hesse | Heusenstamm | at Jahnstraße, Heusenstamm. | 63150 | Commercial & Leisure | Data Center | Data Center |  |  | New | Onshore | EdgeConneX Inc is constructing a data center campus in Heusenstamm, Hesse, Germany. The project involves the construction of two data centers (Southern Data Center; FRA11 and Northern Data Center; FRA12) on a 5.7ha area, with an IT capacity of 37.5MW, the Southern Data Center (FRA11) on the green area behind the fitness studio, the Northern Data Center (FRA12) on the former caretaker's cottages site, green roof, office facilities, server rooms, meeting rooms, administrative space, a heating center on the northern edge of the site, parking facilities, and the development of a park character, and the installation of cooling systems and power-related facilities. Ttsp Hwp Seidel Planungsgesellschaft MbH has been appointed as the planner and the design contractor, Plan + Consult Mitschang GmbH and Grebner Bauphysik GmbH as the consultants, Werner Genest und Partner Ingenieurgesellschaft mbH as the master planner, Plan Ö GmbH as the consultant, iTUS GmbH& Co.KG as the geotechnical consultant, iMA Richter & Röckle GmbH & Co.KG as the technical consultant, and Habermehl & Follmann Ingenieurgesellschaft mbH as the traffic consultant. The heating center will enable waste heat to be fed to the district heating network. EdgeConneX and Energieversorgung Offenbach AG (EVO) signed a preliminary agreement to feed all the waste heat from FRA12 to the EVO energy network. GP Con GmbH has been appointed as the general contractor, GP Log GmbH as the logistics subcontractor, and Lynskey Engineering Ltd and Lauer GmbH as the insulation, ventilation, fire protection, and plumbing consultants. The project will be powered entirely by renewable energy, with a new power line built from Dietzenbach to Heusenstamm. EdgeConneX will use rainwater for cooling systems. Rainwater will seep away on-site and be discharged into the sewer system. Construction work on FRA11 will be completed in the second quarter of 2027 and on FRA12 by 2028. | 50.0623 | 8.7974 | The project involves the construction of a data center campus in Heusenstamm, Hesse, Germany. The US$626 million project includes the following: 1. Construction of two data centers (Southern Data Center; FRA11 and Northern Data Center; FRA12) on a 5.7ha area, with an IT capacity of 37.5MW 2. Construction of the Southern Data Center (FRA11) on the green area behind the fitness studio 3. Construction of the Northern Data Center (FRA12) on the former caretaker's cottages site 4. Construction of a green roof 5. Construction of office facilities 6. Construction of server rooms 7. Construction of meeting rooms 8. Construction of administrative space 9. Construction of parking facilities 10. Construction of a heating center on the northern edge of the site 11. Development of a park character 12. Installation of cooling systems and power-related facilities | Colocation Data Center; District Heating/Cooling System; Green data center; Green Roof; Heating, ventilation and air conditioning (HVAC) | A data center campus is planned to be developed at Jahnstrasse in Heusenstamm. The project aims to develop a modern data center campus with a park. The project will create 50 to 70 new jobs. |  | May 2026 - Construction activities are underway. January 2026 - Construction work on the FRA12 data center commenced. October 2025 - Construction work on the FRA11 data center commenced. June 2025 - Planning activities are underway. February 2025 - Planning activities are underway. January 2025 - The Heusenstamm building committee voted in favor of the project. August 2024 - Planning activities are underway. June 2024 - The city council presented an urban development contract to the building committee. February 2024 - Planning activities are underway. August 21, 2023 - Planning activities are underway. March 2023 - EdgeConneX announced plans to construct a data center campus in Heusenstamm. | Project work on Schedule | 1 | Not Funded / Unconfirmed | Private | EdgeConneX Inc | GP Con GmbH | Ttsp Hwp Seidel Planungsgesellschaft MbH | Lauer GmbH;Lynskey Engineering Ltd;Plan and Consult Mitschang GmbH;Ttsp Hwp Seidel Planungsgesellschaft MbH
566163 | 416052 | 2026-05-18 18:16 | EdgeConneX – Heusenstamm Data Center Campus: FRA11 – Hesse | EdgeConneX – Heusenstamm Data Center Campus – Hesse | https://construction.globaldata.com/Projects/Overview/566163 | Execution | Sub | 300 | 2023 Q1 | 2025 Q4 | 2027 Q2 | Europe | Germany | Hesse | Heusenstamm | at Jahnstraße, Heusenstamm. | 63150 | Commercial & Leisure | Data Center | Data Center |  |  | New | Onshore | EdgeConneX Inc is constructing the FRA11 data center campus in Heusenstamm, Hesse, Germany. The project involves the construction of the FRA11 data center with an IT capacity of 18.75MW on the green area behind the fitness studio, green roof, office facilities, server rooms, meeting rooms, administrative space, a heating center on the northern edge of the site, parking facilities, and the development of a park character, and the installation of cooling systems and power-related facilities. Ttsp Hwp Seidel Planungsgesellschaft MbH has been appointed as the planner and the design contractor, Plan + Consult Mitschang GmbH and Grebner Bauphysik GmbH as the consultants, Werner Genest und Partner Ingenieurgesellschaft mbH as the master planner, Plan Ö GmbH as the consultant, iTUS GmbH& Co.KG as the geotechnical consultant, iMA Richter & Röckle GmbH & Co.KG as the technical consultant, and Habermehl & Follmann Ingenieurgesellschaft mbH as the traffic consultant. The heating center will enable waste heat to be fed to the district heating network. EdgeConneX and Energieversorgung Offenbach AG (EVO) signed a preliminary agreement to feed all the waste heat from FRA12 to the EVO energy network. GP Con GmbH has been appointed as the general contractor, GP Log GmbH as the logistics subcontractor, and Lynskey Engineering Ltd and Lauer GmbH as the insulation, ventilation, fire protection, and plumbing consultants. The project will be powered entirely by renewable energy, with a new power line built from Dietzenbach to Heusenstamm. EdgeConneX will use rainwater for cooling systems. Rainwater will seep away on-site and be discharged into the sewer system. | 50.0623 | 8.7974 | The project involves the construction of the FRA11 data center with an IT capacity of 18.75MW in Heusenstamm, Hesse, Germany. The US$300 million project includes the following: 1. Construction of the FRA11 data center on the green area behind the fitness studio 2. Construction of a green roof 3. Construction of office facilities 4. Construction of server rooms 5. Construction of meeting rooms 6. Construction of administrative space 7. Construction of parking facilities 8. Construction of a heating center on the northern edge of the site 9. Development of a park character 10. Installation of cooling systems and power-related facilities | District Heating/Cooling System; Edge Data Center; Fire protection; Green Roof | A data center campus is planned to be developed at Jahnstrasse in Heusenstamm. The project aims to develop a modern data center campus with a park. The project will create 50 to 70 new jobs. |  | May 18, 2026 - Construction activities are underway. October 2025 - Construction work on the FRA11 data center commenced. March 2023 - EdgeConneX announced plans to construct a data center campus in Heusenstamm. | Project work on Schedule | 1 | Not Funded / Unconfirmed | Private | EdgeConneX Inc | GP Con GmbH | Ttsp Hwp Seidel Planungsgesellschaft MbH | Lauer GmbH;Lynskey Engineering Ltd;Plan and Consult Mitschang GmbH;Ttsp Hwp Seidel Planungsgesellschaft MbH
566164 | 416052 | 2026-05-18 18:16 | EdgeConneX – Heusenstamm Data Center Campus: FRA12 – Hesse | EdgeConneX – Heusenstamm Data Center Campus – Hesse | https://construction.globaldata.com/Projects/Overview/566164 | Execution | Sub | 300 | 2023 Q1 | 2026 Q1 | 2028 Q4 | Europe | Germany | Hesse | Heusenstamm | at Jahnstraße, Heusenstamm. | 63150 | Commercial & Leisure | Data Center | Data Center |  |  | New | Onshore | EdgeConneX Inc is constructing the FRA12 data center campus in Heusenstamm, Hesse, Germany. The project involves the construction of the FRA12 data center with an IT capacity of 18.75MW on the former caretaker's cottages site on the former caretaker's cottages site, green roof, office facilities, server rooms, meeting rooms, administrative space, a heating center on the northern edge of the site, parking facilities, and the development of a park character, and the installation of cooling systems and power-related facilities. Ttsp Hwp Seidel Planungsgesellschaft MbH has been appointed as the planner and the design contractor, Plan + Consult Mitschang GmbH and Grebner Bauphysik GmbH as the consultants, Werner Genest und Partner Ingenieurgesellschaft mbH as the master planner, Plan Ö GmbH as the consultant, iTUS GmbH& Co.KG as the geotechnical consultant, iMA Richter & Röckle GmbH & Co.KG as the technical consultant, and Habermehl & Follmann Ingenieurgesellschaft mbH as the traffic consultant. The heating center will enable waste heat to be fed to the district heating network. EdgeConneX and Energieversorgung Offenbach AG (EVO) signed a preliminary agreement to feed all the waste heat from FRA12 to the EVO energy network. GP Con GmbH has been appointed as the general contractor, GP Log GmbH as the logistics subcontractor, and Lynskey Engineering Ltd and Lauer GmbH as the insulation, ventilation, fire protection, and plumbing consultants. The project will be powered entirely by renewable energy, with a new power line built from Dietzenbach to Heusenstamm. EdgeConneX will use rainwater for cooling systems. Rainwater will seep away on-site and be discharged into the sewer system. | 50.0623 | 8.7974 | The project involves the construction of the FRA12 data center with an IT capacity of 18.75MW in Heusenstamm, Hesse, Germany. The US$300 million project includes the following: 1. Construction of the FRA12 data center on the former caretaker's cottages site 2. Construction of a green roof 3. Construction of office facilities 4. Construction of server rooms 5. Construction of meeting rooms 6. Construction of administrative space 7. Construction of parking facilities 8. Construction of a heating center on the northern edge of the site 9. Development of a park character 10. Installation of cooling systems and power-related facilities | District Heating/Cooling System; Edge Data Center; Fire protection; Green Roof | A data center campus is planned to be developed at Jahnstrasse in Heusenstamm. The project aims to develop a modern data center campus with a park. The project will create 50 to 70 new jobs. |  | May 2026 - Construction activities are underway. January 23, 2026 - Construction work on the FRA12 data center commenced. March 2023 - EdgeConneX announced plans to construct a data center campus in Heusenstamm. | Project work on Schedule | 1 | Not Funded / Unconfirmed | Private | EdgeConneX Inc | GP Con GmbH | Ttsp Hwp Seidel Planungsgesellschaft MbH | Lauer GmbH;Lynskey Engineering Ltd;Plan and Consult Mitschang GmbH;Ttsp Hwp Seidel Planungsgesellschaft MbH
512322 | 512322 | 2026-05-18 18:07 | Enegix Energy – Piaui Data Center – Piaui | Enegix Energy – Piaui Data Center – Piaui | https://construction.globaldata.com/Projects/Overview/512322 | Planning | Parent | 120 | 2025 Q2 | 2027 Q1 | 2029 Q2 | South and Central America | Brazil | Piaui | Parnaiba |  |  | Commercial & Leisure | Data Center | Data Center |  | Low | New | Onshore | Enegix Global is planning to construct a data center on the coast of Piauí, Parnaíba, Brazil. The project involves the construction of a data center, buildings, an office accommodation facility, an information technology unit and the installation of safety and security systems. | -2.9047 | -41.7767 | The project involves the construction of a 100MW data center on the coast of Piauí, Parnaíba, Brazil. The US$120 million project includes the following: 1. Construction of a data center 2. Construction of buildings 3. Construction of an office accommodation facility 4. Construction of an information technology unit 5. Installation of safety and security systems | Heating, ventilation and air conditioning (HVAC) |  |  | May 2026 - Planning activities are underway. December 2025 - Planning activities are underway. Q2 2025 - Enegix Global announced plans to construct a data center in Brazil. | No Major Development | 0 | Not Funded / Unconfirmed | Private | Enegix Energy Pty Ltd
552277 | 552277 | 2026-05-18 18:00 | Digital Realty – 4400 Pacific Boulevard Data Center – California | Digital Realty – 4400 Pacific Boulevard Data Center – California | https://construction.globaldata.com/Projects/Overview/552277 | Planning | Parent | 100 | 2025 Q2 | 2027 Q3 | 2029 Q4 | North America | United States | California | Los Angeles | 4400 Pacific Blvd, Vernon | 90058 | Commercial & Leisure | Data Center | Data Center |  | Medium | Redevelopment | Onshore | Digital Realty is planning to construct a data center at 4400-4458 Pacific Blvd in Vernon, California, the US. The project involves the construction of a data center with a consumption capacity of 32MW on 2.1ha of land. It includes the construction of data halls, server rooms, meet-me rooms, an administrative space, and the installation of generators, cooling systems, and safety and security systems. Digital Realty purchased the land for US$49 million from Pacific Santa Fe Industrial. | 34.0036 | -118.2269 | The project involves the construction of a data center with a consumption capacity of 32MW on 2.1ha of land in Los Angeles, California, the US. The US$100 million project includes the following: 1. Construction of data halls 2. Construction of server rooms 3. Construction of meet-me rooms 4. Construction of an administrative space 5. Installation of generators 6. Installation of cooling systems 7. Installation of safety and security systems |  |  |  | May 2026 - Planning activities are underway. November 2025 - Planning activities are underway. Q2 2025 - Digital Realty announced plans for the construction of a data center in Los Angeles. | No Major Development | 0 | Not Funded / Unconfirmed | Private | Digital Realty Trust Inc
552084 | 552084 | 2026-05-18 16:41 | Iozera – Roark Road Data Center Expansion – Texas | Iozera – Roark Road Data Center Expansion – Texas | https://construction.globaldata.com/Projects/Overview/552084 | Planning | Parent | 30 | 2025 Q2 | 2027 Q3 | 2028 Q4 | North America | United States | Texas | Houston | 11631 Roark Road | TX 77031 | Commercial & Leisure | Data Center | Data Center |  | Medium | Expansion | Onshore | Iozera is planning to undertake an expansion of the existing tier III, colocation data center located at 11631 Roark Road in Houston, Texas, the US. The project involves the expansion of a 4.5MW data center to an AI-ready 10MW in a 2,385m2 area. It includes the construction of data halls, server rooms, a substation, and the installation of 1.5MW transformers, cooling systems, and safety and security systems. The project will be powered by utility feed, and it will be equipped with HyperCool direct-to-chip, waterless liquid-cooling technology and able to host Nvidia Blackwell GPUs. | 29.6497 | -95.5646 | The project involves the expansion of a 4.5MW data center to an AI-ready 10MW in a 2,385m2 area in Texas, the US. The US$30 million project includes the following: 1. Construction of data halls 2. Construction of server rooms 3. Construction of a substation 4. Installation of 1.5MW transformers 5. Installation of cooling systems 6. Installation of safety and security systems | Colocation Data Center; Tier 3 Data Center |  |  | May 2026 - Planning activities are underway. October 2025 - Planning activities are underway. April 2025 - Iozera announced plans to construct a data center in Houston. | No Major Development | 0 | Not Funded / Unconfirmed | Private | Iozera.AI Inc
552647 | 552647 | 2026-05-18 16:40 | Zenith Tech Sol – Pathum Thani Province Data Center – Pathum Thani | Zenith Tech Sol – Pathum Thani Province Data Center – Pathum Thani | https://construction.globaldata.com/Projects/Overview/552647 | Planning | Parent | 1700 | 2025 Q1 | 2027 Q4 | 2030 Q4 | Asia-Pacific | Thailand | Pathum Thani | Khlong Luang | Navanakorn Industrial Estate | 12120 | Commercial & Leisure | Data Center | Data Center |  | Medium | New | Onshore | Zenith Data Center and Cloud Services Co. Ltd. is planning to undertake the construction of a hyperscale data center in the Navanakorn Industrial Estate, Pathum Thani Province, Thailand. The project involves the construction of a data center with a consumption capacity of 200MW. It involves the construction of data halls, server rooms, meet-me-rooms, an administrative space, and the installation of generators, cooling systems, safety and security systems. | 14.1154 | 100.6006 | The project involves the construction of a data center with a consumption capacity of 200MW in Pathum Thani Province, Thailand. The US$1,700 million project includes the following: 1. Construction of data halls 2. Construction of server rooms 3. Construction of meet-me-rooms 4. Construction of an administrative space 5. Installation of generators 6. Installation of cooling systems 7. Installation of safety and security systems | Hyperscale Data Center |  |  | May 2026 - Planning activities are underway. December 2025 - Planning activities are underway. November 2025 - The Thailand Board of Investment (BOI) has approved the project. Q1 2025 - Zenith Data Center and Cloud Services Co., Ltd announced plans for the construction of a data center in Thailand. | No Major Development | 0 | Not Funded / Unconfirmed | Private | Zenith Tech Solutions
444584 | 444584 | 2026-05-18 16:36 | CapitaLand Inv/ SC Cap Ptnrs – Zeus OSA1 Data Center Campus – Osaka | CapitaLand Inv/ SC Cap Ptnrs – Zeus OSA1 Data Center Campus – Osaka | https://construction.globaldata.com/Projects/Overview/444584 | Execution | Parent | 1200 | 2023 Q4 | 2025 Q4 | 2028 Q1 | Asia-Pacific | Japan | Osaka | Osaka | 1-14-1 Minamiko-Kita, Suminoe-ku | 559-0034 | Commercial & Leisure | Data Center | Data Center |  |  | New | Onshore | SC Capital Partners Group (SCCP) is undertaking the construction of a hyperscale Tier III data center in Osaka, Japan. The project involves the construction of a ​​19,016m2 six-storey data center with 50MW of IT load capacity on 1.3ha of land. It includes the construction of two buildings each supporting 25MW IT load, data halls, meeting rooms, office space, storage facilities and parking facilities, and the installation of elevator, UPS units, generators, safety and security systems. The project will be developed in two phases. The first phase with an IT load of 25MW will have a total investment of approximately US$600 million. The facility secured 100MW of power allocation from Kansai Electric Power Co. It features liquid cooling technology, including direct-to-chip liquid cooling and patented free cooling technology, and rack density support ranging from standard 3kW to 15kW per rack, with capability for super high-density configurations up to 120kW. The data center targets to achieve the power usage effectiveness (PUE) of below 1.25. Meinhardt (Malaysia) Sdn Bhd has been appointed as a design consultant, and Toyo Construction Co Ltd as a construction contractor. In November 2024, CapitaLand Investment agreed to buy an initial 40% stake in SCCP for US$214 million. The remaining stake in SCCP will be acquired in phases over the next five years. Construction works commenced in December 2025 on the first phase which is scheduled to be completed in the first quarter of 2028. | 34.6385 | 135.4114 | The project involves the construction of a 19,016m2 data center with 50MW of IT load capacity on 1.3ha of land at 1-14-1 Minamiko-Kita, Suminoe-ku in Osaka, Japan. The US$1,200 million project includes the following: 1. Construction of two buildings each supporting 25MW IT load 2. Construction of data halls 3. Construction of meeting rooms 4. Construction of office space 5. Construction of storage facilities 6. Construction of parking facilities 7. Installation of elevator 8. Installation of UPS units 9. Installation of generators 10. Installation of safety and security systems | Elevator; Heating, ventilation and air conditioning (HVAC); Hyperscale Data Center; Tier 3 Data Center |  |  | May 2026 - Construction works are underway on the first phase. December 2025 - Construction works commenced. February 2025 - Planning activities are underway. April 2024 - Planning activities are underway. Q4 2023 - SC Capital Partners announced plans to construct data centers in Osaka. | Project work on Schedule | 1 | Not Funded / Unconfirmed | Private | CapitaLand Investment Ltd;SC Capital Partners Pte Ltd | Toyo Construction Co Ltd | Meinhardt (Malaysia) Sdn Bhd
400875 | 400875 | 2026-05-18 14:32 | DATA4 Group – Hanau Data4 Data Center Campus – Hesse | DATA4 Group – Hanau Data4 Data Center Campus – Hesse | https://construction.globaldata.com/Projects/Overview/400875 | Execution | Parent | 2370 | 2018 Q4 | 2025 Q1 | 2032 Q4 | Europe | Germany | Hesse | Hanau am Main | on the former Großauheim barracks site at Depotstrasse, Hanau | 63457 | Commercial & Leisure | Data Center | Data Center |  |  | Redevelopment | Onshore | DATA4 Group (Data4) is constructing the Hanau Data Center Campus in Hanau, Hesse, Germany. The project involves the construction of a large-scale data center campus on a 25ha area with a total energy consumption capacity of 180MW, eight data center modules, office facilities, conference rooms, break rooms, and parking facilities, and the installation of elevators and power facilities. The project will be powered by electricity generated 100% from renewable energy sources. The project is being developed in several phases: In July 2022, P3 Logistic Parks s.r.o. acquired the Großauheim barracks site from Bundesanstalt für Immobilienaufgaben (Institute for Federal Real Estate) and announced plans to develop a data center campus. Ttsp Hwp Seidel Planungsgesellschaft mbH has been appointed as the planner. In the first quarter of 2023, Data4 acquired the project from P3 Logistic Parks s.r.o. P3 Logistic Parks will be responsible for the demolition and site preparation work for the project. Data4 will finance, plan, operate, and develop the project. TSL GmbH Frankfurt, a company of TSL Projects Ltd, has been appointed as the general contractor, and Bodenheimer Gerüstbau GmbH as the scaffolding contractor. Construction work on the first data center module will be completed in 2026, and the entire project will be completed by 2032. | 50.1295 | 8.6735 | The project involves the construction of the Hanau Data Center Campus in Hanau, Hesse, Germany. The US$2,370 million project includes the following: 1. Construction of a large-scale data center campus on a 25ha area with a total energy consumption capacity of 180MW 2. Construction of eight data center modules 3. Construction of office facilities 4. Construction of conference rooms 5. Construction of break rooms 6. Construction of parking facilities 7. Installation of elevators and power facilities | Emergency power/Backup power; Green data center; Hyperscale Data Center | A data center campus is planned to be developed on the former Grossauheim barracks at Depotstrasse in Hanau. The project aims to build a sustainable and innovative data center campus and meet growing demand in the region. |  | May 2026 - Construction activities are underway. September 2025 - Construction work commenced on the second data center module with the laying of the foundation stone. June 2025 - Construction activities are underway. May 2025 - Construction activities are underway. January 2025 - Construction work commenced on the first data center module. October 2024 - TSL Projects Ltd has been appointed as the general contractor. September 2024 - Tender and pre-construction activities are underway. February 2024 - Demolition and site development activities are underway. October 2023 - Demolition and site development works are underway. February 2023 - Demolition activities are underway. January 2023 - Data4 acquired the project from P3. October 30, 2019 - Planning activities are underway. October 2018 - P3 announced plans to develop the P3 Datacenter Hanau data center campus in Hanau. | Project work on Schedule | 1 | Not Funded / Unconfirmed | Private | DATA4 Group | TSL Projects Ltd |  | Ttsp Hwp Seidel Planungsgesellschaft MbH
565145 | 565145 | 2026-05-18 12:43 | NEXTDC Ltd – Melbourne M2 Data Center Expansion – Victoria | NEXTDC Ltd – Melbourne M2 Data Center Expansion – Victoria | https://construction.globaldata.com/Projects/Overview/565145 | Execution | Parent | 1700 | 2017 Q2 | 2018 Q2 | 2028 Q4 | Asia-Pacific | Australia | Victoria | Melbourne | 75 Sharps Road, Tullamarine | 3043 | Commercial & Leisure | Data Center | Data Center |  |  | Expansion | Onshore | NEXTDC Limited (NextDC) is undertaking the expansion of a Tier IV M2 hyperscale data center in Tullamarine, Melbourne, Australia. The project involves the expansion of the data center with a total consumption capacity of 150MW. The project includes the construction of server rooms, control rooms, an office space and related facilities and the installation of equipment, safety and security systems. The project is being developed in multiple stages. Stage 2 includes 6MW capacity with two levels, two data halls and 15 switch rooms. Kapitol is appointed as contractor, VIA as architect, and Aurecon as acoustic consultant. Construction works commenced in June 2018 and were completed in January 2019. Stage 3 includes the Innovation Tower with a floor area of 7,494m2 of commercial space, an auditorium, and mission-critical offices. Kapitol is appointed as the contractor and VIA as architect. Construction works commenced in 2021 and were completed in June 2023. Stage 4 includes 10MW capacity with five levels and six data halls. Kapitol is appointed as contractor, VIA as architect, and Aurecon as acoustic consultant. Construction works commenced in 2021 and were completed in 2022. Stage 5 includes 15MW capacity with 3,750m² technical space for global cloud providers. Kapitol is appointed as the contractor, HDR and VIA as architects. Construction works commenced in 2023 and were completed in July 2024. Stage 6 includes 8MW of capacity, targeting a 5.5-star energy rating (NABERS). Kapitol is appointed as contractor, VIA as architect and ADP Consulting as mechanical and electrical engineer. Construction works commenced in 2024 and were completed in October 2025. The project is designed to meet the region's highest-density power and compute requirements, supporting up to a 10 kW rack average. It utilises a highly efficient cooling architecture featuring hot-aisle containment and Vertiv evaporative free-cooling units, supported by N+1 independent systems, achieving an industry-leading average PUE of 1.28 with a minimum of 24 hours of on-site water storage. | -37.814 | 144.9633 | The project involves the expansion of the M2 data center with a total consumption capacity of 150MW at 75 Sharps Road, Tullamarine, Melbourne, Australia. The US$1,700 million project includes the following: 1. Construction of server rooms 2. Construction of control rooms 3. Construction of an office space 4. Construction of related facilities 5. Installation of equipment 6. Installation of safety and security systems | Heating, ventilation and air conditioning (HVAC); Hyperscale Data Center; NABERS; Tier 4 Data Center |  |  | May 2026 - Piling works and footings installation works are underway for stages 9, 10, and 11. October 2025 - Construction works on stage 6 completed. July 2024 - Construction works on stage 5 completed. June 2024 - Construction works on stage 6 commenced. June 2023 - Construction works on stage 3 completed. Q2 2023 - Construction works on stage 5 commenced. Q4 2022 - Construction works on stage 4 completed. Q1 2021 - Construction works on stage 3 and stage 4 commenced. January 2019 - Construction works on stage 2 completed. June 2018 - Construction works commenced on first expansion (Stage 2). June 2017 - NextDC announced the expansion of M2 data center in Victoria, Australia. | Project work on Schedule | 1 | Not Funded / Unconfirmed | Private | NEXTDC Ltd | Kapitol Group Pty Ltd | HDR;Via Architects | ADP Consulting Pty Ltd;Aurecon Group Pty Ltd;WT Partnership Australia Pty Ltd
564197 | 564197 | 2026-05-18 12:37 | NEXTDC Ltd – GE1 Geelong Data Center – Victoria | NEXTDC Ltd – GE1 Geelong Data Center – Victoria | https://construction.globaldata.com/Projects/Overview/564197 | Execution | Parent | 55 | 2024 Q4 | 2026 Q2 | 2027 Q2 | Asia-Pacific | Australia | Victoria | Geelong | 48-158 OBrien’s Road, Corio | VIC 3214 | Commercial & Leisure | Data Center | Data Center |  |  | New | Onshore | NextDC is undertaking the construction of a Tier III edge data center at 148-158 O’Brien’s Road in the Corio area of Geelong City, Victoria, Australia. The project involves the construction of a 7,312m2 data center with a consumption capacity of 4.4MW on 4ha of land. It includes the construction of data halls, office space, conference rooms, meet-me-rooms, a break area and a substation and the installation of racks, generators and a safety and security system. Gemba has been appointed as a structural engineer; WGA as a civil engineer; Kapitol group as a general contractor; GHD Design as an architect, landscape architect, traffic consultant; and Urbis as a planner. In April 2026, the groundbreaking ceremony was held, marking the commencement of construction with completion scheduled for the second quarter of 2027. | -38.0561 | 144.3727 | The project involves the construction of a 7,312m2 data center with a consumption capacity of 4.4MW on 4ha of land in Geelong, Victoria, Australia. The US$55 million project includes the following: 1. Construction of data halls 2. Construction of conference rooms 3. Construction of break area 4. Construction of meet-me-rooms 5. Construction of substation 6. Installation of racks 7. Installation of generators 8. Installation of safety and security systems | Edge Data Center; Heating, ventilation and air conditioning (HVAC); Tier 3 Data Center |  |  | May 2026 - Construction works are underway. April 2026 - The ground breaking ceremony held marking the commencement of construction. October 2025 - The Minister for Planning formally approved and issued the planning permit for the project. August 2025 - NextDC submitted a formal lodgement of the main comprehensive utility installation and development application to the Victorian Department of Transport and Planning. October 2024 - NextDC announced plans to build data center in Geelong, Australia. | Project work on Schedule | 1 | Not Funded / Unconfirmed | Private | NEXTDC Ltd | Kapitol Group Pty Ltd | GHD Group Pty Ltd | Acoustic Logic;Gemba Design;GHD Group Pty Ltd;Urbis Pty Ltd;Wallbridge Gilbert Aztec
561687 | 561687 | 2026-05-18 11:19 | Bell – Sherwood AI Data Center – Saskatchewan | Bell – Sherwood AI Data Center – Saskatchewan | https://construction.globaldata.com/Projects/Overview/561687 | Execution | Parent | 1241 | 2025 Q4 | 2026 Q2 | 2027 Q4 | North America | Canada | Saskatchewan | Regina | Rural Municipality of Sherwood, near the Saskatchewan Polytechnic campus | S4P 3A3 | Commercial & Leisure | Data Center | Data Center | Parking Facilities |  | New | Onshore | Bell Canada is undertaking the construction of a hyperscale AI data center in the Rural Municipality of Sherwood, Regina, Saskatchewan, Canada. The project involves the construction of a 46,575m2 data center campus with a consumption capacity of 300MW on 65ha of land. It involves the construction of data halls, server rooms, a 5,000m2 administrative space, 300 parking spaces, a commercial and industrial space on 14.4ha of land, and the installation of equipment, generators, and safety and security systems. It will be developed in four phases, with multiple buildings each with 50MW capacity. The first phase includes the construction of an 8,500m2 data center building. The power is being secured from SaskPower and TransGas via the existing SaskPower substation, which is adjacent to the project site, and the grid is powered through a mix of gas, hydro and coal power units. It will use advanced air-cooled, and a water‑smart, energy‑efficient closed‑loop cooling system that does not draw from municipal water sources, instead relying on private cisterns and “technical water” shipped in drums. Cerebras and CoreWeave have been secured as the tenants for the facility. It will be connected to Bell's fibre network through a partnership with SaskTel, with both Cerebras and CoreWeave acting as go-to-market partners to offer AI-powered products and services to SaskTel customers. Additionally, Cerebras will ⁠supply AI chips for large-scale training and computing, while CoreWeave will provide AI computing capacity using Nvidia processors to install in the project. The data center is being developed with George Gordon Developments Ltd, the economic development arm of the George Gordon First Nation as a partner alongside Bell Canada. The partnership focuses on indigenous procurement participation, workforce development, long-term economic opportunity, and potential education access and digital infrastructure growth. Bird Construction Inc has been appointed as a construction contractor, Alton Tangedal Architect Ltd as an architect, Hipperson Construction as early works and building construction management consultant, Maxies Excavating as an earthwork sub-contractor, Behlen Industries as a pre-engineered building supply contractor, Soletanche Bachy Canada as a piling contractor, Ardel Steel as a piling rebar supply contractor, Amrize as a piling concrete supply contractor, and WaterMark Consulting as a consultant for well-water monitoring. Early site works commenced in April 2026, with the first phase is anticipated to be operational in the first half of 2027, and the data center to be fully operational by the fourth quarter of 2027. | 50.408 | -104.6669 | The project involves the construction of a data center campus with a consumption capacity of 300MW on 65ha of land in Regina, Saskatchewan, Canada. The US$1,241 million project includes the following: 1. Construction of data halls 2. Construction of server rooms 3. Construction of a 5,000m2 administrative space 4. Construction of commercial and industrial space on 14.4ha of land 5. Installation of equipment 6. Installation of generators 7. Installation of safety and security systems 8. Construction of 300 parking spaces | Heating, ventilation and air conditioning (HVAC); Hyperscale Data Center |  |  | May 2026 - Early site works are underway. May 14, 2026 - Bird Construction was selected as construction partner with Alton Tangedal Architect Ltd as an architect. April 21, 2026 - Ground-breaking ceremony was held on the project site marking the start of early site works. April 20, 2026 - The development agreement was approved by the Rural Municipality of Sherwood. February 2026 - Bell Canada submitted a rezoning application to the City of Regina. Q4 2025 - Bell Canada announced plans for the construction of a data center in Regina. | Project work on Schedule | 1 | Not Funded / Unconfirmed | Private | Bell Canada | Bird Construction Inc | Alton Tangedal Architect Ltd | Hipperson Construction;WaterMark Consulting Ltd
566003 | 512319 | 2026-05-18 11:16 | Digital Realty – Dugny Digital Hub Data Center Facility: PAR15 Building First Phase – Ile-de-France | Digital Realty – Dugny Digital Hub Data Center Facility – Ile-de-France | https://construction.globaldata.com/Projects/Overview/566003 | Execution | Sub-Sub | 130 | 2024 Q3 | 2025 Q4 | 2027 Q1 | Europe | France | Ile-de-France | Saint-Denis | located near Le Bourget airport, Dugny |  | Commercial & Leisure | Data Center | Data Center |  |  | New | Onshore | Digital Realty is planning to build the first phase of the Par15 data center in Dugny, Seine-Saint-Denis Department, Île-de-France Region, France. The project involves the construction of the first phase of the Par15 data center with a consumption capacity of 12MW. It also includes the construction of an electrical substation, access roads, parking facilities and the installation of equipment, generators and safety and security systems. DK Architect has been appointed as the architect and Coriance Group as the installation sub-contractor, Equans, a subsidiary of the Bouygues group, as the general contractor. Construction works commenced by the fourth quarter of 2025 and are scheduled to be completed by the first quarter of 2027. | 48.9493 | 2.3843 | The project involves the construction of the first phase of the Par15 data center with a consumption capacity of 12MW in Dugny, Seine-Saint-Denis Department, Île-de-France Region, France. The US$130 million project includes the following: 1. Construction of a data center 2. Construction of an electrical substation 3. Construction of access roads 4. Construction of parking facilities 5. Installation of equipment 6. Installation of generators 7. Installation of safety and security systems |  |  |  | May 2026 - Construction works are underway. Q4 2025 - Construction works commenced. July 2025 - Design documentation work are underway. May 2025 - The project has been received the building permit from the Mairie de Dugny. Q3 2024 - Digital Realty announced plans to build PAR15 data center in Dugny, France. | Project work on Schedule | 1 | Not Funded / Unconfirmed | Private | Digital Realty Trust Inc | Equans SAS | DK Architectes Sarl
565959 | 512319 | 2026-05-18 10:45 | Digital Realty – Dugny Digital Hub Data Center Facility: PAR15 Building – Ile-de-France | Digital Realty – Dugny Digital Hub Data Center Facility – Ile-de-France | https://construction.globaldata.com/Projects/Overview/565959 | Execution | Sub | 710 | 2024 Q3 | 2025 Q4 | 2027 Q4 | Europe | France | Ile-de-France | Saint-Denis | located near Le Bourget airport, Dugny |  | Commercial & Leisure | Data Center | Data Center |  |  | New | Onshore | Digital Realty is planning to build the Par15 data center in Dugny, Seine-Saint-Denis Department, Île-de-France Region, France. The project involves the construction of the Par15 data center on a gross floor area of 23,320m2 with a consumption capacity of 66MW. It also includes the construction of a three storey building, an electrical substation, access roads, parking facilities and the installation of equipment, generators and safety and security systems. The project will be developed in four phases. DK Architect has been appointed as the architect and Coriance Group as the installation sub-contractor, Equans, a subsidiary of the Bouygues group, as the general contractor. The first phase involves the construction of a data center with a capacity of 12MW and is scheduled to be completed by the first quarter of 2027. Construction works commenced by the fourth quarter of 2025 and are scheduled to be completed by the fourth quarter of 2027. | 48.9493 | 2.3843 | The project involves the construction of the Par15 data center on a gross floor area of 23,320m2 with a consumption capacity of 66MW in Dugny, Seine-Saint-Denis Department, Île-de-France Region, France. The US$710 million project includes the following: 1. Construction of a three storey building 2. Construction of an electrical substation 3. Construction of access roads 4. Construction of parking facilities 5. Installation of equipment 6. Installation of generators 7. Installation of safety and security systems |  |  |  | May 2026 - Construction works are underway. Q4 2025 - Construction works commenced. November 2025 - The project is facing opposition from the residents and environmental activists. July 2025 - Design documentation work are underway. May 2025 - The project has been received the building permit from the Mairie de Dugny. November 2024 - A favourable opinion was issued for the implementation of the project. Q3 2024 - Digital Realty announced plans to build PAR15 data center in Dugny, France. | Project work on Schedule | 1 | Not Funded / Unconfirmed | Private | Digital Realty Trust Inc | Equans SAS | DK Architectes Sarl
407808 | 407808 | 2026-05-18 10:14 | NEXTDC Ltd – KL1 Data Center – Selangor | NEXTDC Ltd – KL1 Data Center – Selangor | https://construction.globaldata.com/Projects/Overview/407808 | Execution | Parent | 720 | 2023 Q1 | 2024 Q1 | 2027 Q2 | Asia-Pacific | Malaysia | Selangor | Petaling Jaya | 1, Jln 51a/229, Seksyen 51a | 46100 | Commercial & Leisure | Data Center | Data Center |  |  | New | Onshore | NEXTDC is undertaking the construction of a Tier IV colocation data center in Kuala Lumpur, Malaysia. The project involves the construction of a four-story data center with a consumption capacity of 65MW and with a floor area of 18,250m2 on 10ha of land. The project includes the construction of server rooms, a control room, parking facilities, and the installation of equipment, generators, and safety and security systems. It will be developed in phases. The first phase includes a 15MW data center. GDP Architects Sdn Bhd has been appointed as the architect, AEDAS Pte. Ltd as the design consultant, ARUP Jururunding Sdn. Bhd as the civil, structural, mechanical & electrical consultant, Turner & Townsend as the project management consultant, TRAC Consulting & Engineering Sdn Bhd as an engineer consultant, Aurecon as an engineer consultant, Duriane Professionals Sdn Bhd as a mechanical & electrical engineer, Lineworks And Space Sdn. Bhd as the landscape architect, Lendlease Projects (M) Sdn. Bhd as the construction contractor. The facility has a target Power Usage Effectiveness (PUE) of less than 1.4. It has secured Tier IV design certification and a Platinum Green Building Index rating. It also aims to receive LEED, ISO 27001, ISO 9001, ISO 14001, ISO 45001 and PCI DSS certifications. The facility will use air-cooled chillers. Construction works on the first phase were completed in May 2026. | 3.0939 | 101.6282 | The project involves the construction of a four-story data center with a consumption capacity of 65MW and with a floor area of 18,250m2 on 10ha of land in Kuala Lumpur, Malaysia. The US$720 million project includes the following: 1. Construction of server rooms 2. Construction of a control room 3. Construction of office spaces 4. Construction of parking facilities 5. Installation of equipment 6. Installation of generators 7. Installation of safety and security systems | Colocation Data Center; Heating, ventilation and air conditioning (HVAC); LEED; Tier 4 Data Center |  |  | May 2026 - Construction works on first phase were completed. April 2026 - Construction works on the first phase are nearing completion. March 2026 - Construction works on phase I are nearing completion. October 2025 - Construction activities are underway. August 2025 - A topping-out ceremony was held for stage 1. November 2024 - Construction activities are underway. April 2024 - Construction activities are underway. March 2023 - Planning activities are underway. Q1 2023 - NEXTDC announced plans to build data center in Kuala Lumpur. | Project Phase / Stage Completed | 2 | Not Funded / Unconfirmed | Private | NEXTDC Ltd | Mitrajaya Holdings Bhd | Aedas Pte Ltd;GDP Architects Sdn Bhd;Lineworks and space sdn bhd | ARUP Jururunding Sdn Bhd;Aurecon Group Pty Ltd;Duriane Professionals Sdn Bhd;TRAC Consulting and Engineering Sdn Bhd;Turner & Townsend Sdn Bhd
513440 | 407808 | 2026-05-18 10:14 | NEXTDC Ltd – KL1 Data Center: Phase I – Selangor | NEXTDC Ltd – KL1 Data Center – Selangor | https://construction.globaldata.com/Projects/Overview/513440 | Construction Complete | Sub | 160 | 2023 Q1 | 2024 Q1 | 2026 Q2 | Asia-Pacific | Malaysia | Selangor | Petaling Jaya | 1, Jln 51a/229, Seksyen 51a | 46100 | Commercial & Leisure | Data Center | Data Center |  |  | New | Onshore | NEXTDC has undertaken the construction of a Tier IV colocation data center in Kuala Lumpur, Malaysia. The project involved the construction of a data center with a consumption capacity of 15MW. It included the construction of server rooms, a control room, parking facilities, and the installation of equipment and safety and security systems. GDP Architects Sdn Bhd has been appointed as the architect, AEDAS Pte. Ltd as the design consultant, ARUP Jururunding Sdn. Bhd as the civil, structural, mechanical & electrical consultant, Turner & Townsend as the project management consultant, TRAC Consulting & Engineering Sdn Bhd as an engineer consultant, Aurecon as an engineer consultant, Duriane Professionals Sdn Bhd as a mechanical & electrical engineer, Lineworks And Space Sdn. Bhd as the landscape architect, Lendlease Projects (M) Sdn. Bhd as the construction contractor. The facility has a target Power Usage Effectiveness (PUE) of less than 1.4. It has secured Tier IV design certification and a Platinum Green Building Index rating. It also aims to receive LEED, ISO 27001, ISO 9001, ISO 14001, ISO 45001 and PCI DSS certifications. The facility will use air-cooled chillers. Construction works were completed in May 2026. | 3.0939 | 101.6282 | The project involved the construction of a data center with a consumption capacity of 15MW in Kuala Lumpur, Malaysia. The US$160 million project included the following: 1. Construction of server rooms 2. Construction of a control room 3. Construction of office spaces 4. Construction of parking facilities 5. Installation of equipment 6. Installation of safety and security systems | Colocation Data Center; Heating, ventilation and air conditioning (HVAC); LEED; Tier 4 Data Center |  |  | May 2026 - Construction works were completed. April 2026 - Construction works are nearing completion. March 2026 - Construction works are nearing completion. October 2025 - Construction activities are underway. August 2025 - A topping-out ceremony was held. November 2024 - Construction activities are underway. April 2024 - Construction activities are underway. March 2023 - Planning activities are underway. January 04, 2023 - NEXTDC announced plans to build data center in Kuala Lumpur. | Construction Completed | 5 | Not Funded / Unconfirmed | Private | NEXTDC Ltd | Mitrajaya Holdings Bhd | Aedas Pte Ltd;GDP Architects Sdn Bhd;Lineworks and space sdn bhd | ARUP Jururunding Sdn Bhd;Aurecon Group Pty Ltd;Duriane Professionals Sdn Bhd;TRAC Consulting and Engineering Sdn Bhd;Turner & Townsend Sdn Bhd
204888 | 204888 | 2026-05-18 10:12 | MoICT Thailand – Thailand Digital Park Program – Chon Buri | MoICT Thailand – Thailand Digital Park Program – Chon Buri | https://construction.globaldata.com/Projects/Overview/204888 | Planning | Program | 286 | 2016 Q3 | Awaiting Confirmation |  | Asia-Pacific | Thailand | Chon Buri |  |  |  | Industrial | Other Industrial Buildings | Other Industrial Buildings | Data Center; Office Buildings; Residential Buildings | Low | New | Onshore | Ministry of Digital Economy and Society, Thailand (MDES) is planning to build a digital park in Chonburi Province, Thailand. The program involves the construction of a digital park on 101ha of land. The project is subdivided into three zones. Zone 1 – Private Sector Innovation Space - The digital business investment zone for foreign companies investing in Thailand. Zone 2 – Digital Talent Space or Digital Innovations Zone (University 4.0 and Digital Academy) - This zone will comprise centers for learning and sharing of digital technology, universities, and institutes for the creation of digital innovations, such as the Internet of Things (IoT) Institute. Renowned international and local universities offering digital-related courses and laboratories will then be established under the collaboration between universities and the private sector. Zone 3 – Smart Living Space and Innovation Workplace - Smart Living Space will comprise residences, hotels, a shopping mall, and a sports complex. Hence, this will make Digital Park Thailand a destination for international digital talent to live, work, learn, and play. A consortium of Broadway Malyan, Savills, and the TEAM Group has been appointed as a design consultant. MDES is in the process of securing approvals. The program is to be implemented in 10 to 15 years. | 13.1064 | 100.9334 | The program involves the construction of a digital innovation park on 101ha of land in Chonburi Province, Thailand. The US$286 million program includes the following: 1. Construction of a data center 2. Construction of a residential community 3. Construction of Internet of Things institute 4. Construction of hotels 5. Construction of medical services 6. Construction of healthcare and wellness centers 7. Construction of robotics center 8. Construction of automotive and aviation centers 9. Construction of a specialist digital university 10. Construction of greenery and community spaces 11. Construction of commercial space 12. Construction of retail amenities 13. Construction of office buildings 14. Construction of access roads 15. Construction of food courts 16. Construction of parking facilities 17. Installation of safety and security systems | Internet of Things (IoT) | [5 empty] | Not Funded / Unconfirmed | Public | Ministry of Information and Communication Technology, Thailand
415032 | 415032 | 2026-05-18 09:59 | Mainova/ Stadtwerke Langen – Gewerbegebiet Neurott Data center Campus – Hesse | Mainova/ Stadtwerke Langen – Gewerbegebiet Neurott Data center Campus – Hesse | https://construction.globaldata.com/Projects/Overview/415032 | Planning | Parent | 274 | 2023 Q3 | Awaiting Confirmation |  | Europe | Germany | Hesse | Langen | in the Neurott commercial area | 63225 | Commercial & Leisure | Data Center | Data Center |  | Low | New | Onshore | Stadtwerke Langen GmbH and Mainova Webhouse GmbH & Co. KG, a company of Mainova AG, are planning to construct a data center campus in Langen, Hesse, Germany. The project involves the construction of a data center campus on a 1ha area, with a 6,800m2 gross floor area (GFA) and an IT load capacity of 20MW, a substation, administrative facilities, server rooms, and parking facilities, and the installation of safety and security facilities and power facilities. The project will be entirely powered by green electricity BlackRock acquired a majority stake in Mainova WebHouse in the second quarter of 2024. | 49.9896 | 8.6685 | The project involves the construction of a data center campus in Langen, Hesse, Germany. The US$274 million project includes the following: 1. Construction of a data center campus on a 1ha area, with a 6,800m2 gross floor area and an IT load capacity of 20MW 2. Construction of a substation 3. Construction of administrative facilities 4. Construction of server rooms 5. Construction of parking facilities 6. Installation of safety and security facilities 7. Installation of power facilities | District Heating/Cooling System; Green data center; Heating, ventilation and air conditioning (HVAC) | A data center campus is planned to be developed in the Neurott commercial area, Langen. The project aims to meet the growing demand in the data computing centers. The waste heat from the data center will be fed into the local district heating network. |  | May 2026 - We have not been able to obtain further updates on this project. We have retained the same project stage and amended the key dates accordingly. We will update the profile as soon as we obtain any new information. June 2025 - Planning activities are underway. February 2025 - Planning activities are underway. July 2024 - Planning activities are underway. June 2024 - BlackRock acquired a majority stake in Mainova WebHouse. July 25, 2023 - Stadtwerke Langen GmbH and Mainova AG announced plans to construct a data center in Langen. | Information Unavailable |  | Not Funded / Unconfirmed | Public | Mainova AG;Stadtwerke Langen Gmbh
492563 | 492563 | 2026-05-18 08:11 | Vantage DC – Groß-Gerau Data Centers Campus – Hesse | Vantage DC – Groß-Gerau Data Centers Campus – Hesse | https://construction.globaldata.com/Projects/Overview/492563 | Study | Parent | 2752 | 2025 Q2 | 2027 Q4 | 2030 Q2 | Europe | Germany | Hesse | Gross-Gerau | on the former ARS Altmann AG site in the Lausböhl industrial park at Neuweg 11 in Groß-Gerau | 64521 | Commercial & Leisure | Data Center | Data Center |  | Medium | New | Onshore | Vantage Data Centers Management Co. LLC (VDC) is planning to construct a data center campus on the former ARS Altmann AG site in the Lausböhl industrial park at Neuweg 11 in Groß-Gerau, Hesse, Germany. The project includes the construction of a hyperscale, tier 3 data center campus with the IT load capacity of 168MW on a 14ha brownfield area, five 30-meter-high data center buildings, office facilities, and parking facilities, and the installation of elevators and power facilities. The project aims to expand VDC's European footprint, provide critical data infrastructure, and meet the growing demand for data storage and processing capabilities. ERM GmbH, a subsidiary of Environmental Resources Management Ltd, has been appointed as the study consultant. ERM presented several waste heat utilisation models and their potential benefits. In the first quarter of 2026, Groß-Gerau City rejected the project plan because the project is unfeasible for the environment. VDC will make the final decision on the project's future after reinvesting the project idea internally in 2026. | 49.9108 | 8.484 | The project involves the construction of a data center campus on the former ARS Altmann AG site in the Lausböhl industrial park at Neuweg 11 in Groß-Gerau, Hesse, Germany. The US$2,752 million (EUR2,500 million) project includes the following: 1. Construction of a hyperscale, tier 3 data center campus with the IT load capacity of 168MW on a 14ha brownfield area 2. Construction of five 30-meter-high data center buildings 3. Construction of office facilities 4. Construction of parking facilities 5. Installation of elevators 6. Installation of power facilities | Heating, ventilation and air conditioning (HVAC); Hyperscale Data Center; Tier 3 Data Center |  |  | May 2026 - VDC is revising the development plan. February 2026 - Groß-Gerau City Council rejected the project plan due to regulatory issues. June 2025 - Study activities are underway, and VDC and Grob-Gerau City are examining the ERM models for waste heat utilisation simultaneously. April 2025 - VDC announced plans to construct a data centers campus in Groß-Gerau. | Project work on Schedule | 1 | Not Funded / Unconfirmed | Private | Vantage Data Centers Management Co LLC |  |  | ERM GmBH
510225 | 510225 | 2026-05-18 04:20 | Mobily – Tier 3 Data Center in Riyadh – Ar Riyad | Mobily – Tier 3 Data Center in Riyadh – Ar Riyad | https://construction.globaldata.com/Projects/Overview/510225 | Execution | Parent | 45 | 2023 Q1 | 2024 Q4 | 2026 Q3 | Middle East and Africa | Saudi Arabia | Ar Riyad | Riyadh |  |  | Commercial & Leisure | Data Center | Data Center |  |  | New | Onshore | Mobily is undertaking the construction of the Data Center Tier 3 in Riyadh 3, Saudi Arabia. The facility spans a built-up area of about 13,000 m² on a land plot of roughly 12,000 m². The data centre will be certified Tier III and operate at approximately 6.5 MW IT load. It features multiple PODs (initially six, with provisions for three more in a future phase), each with dedicated electrical rooms for UPS systems, power panels, battery storage and auxiliary equipment. The structure comprises ground floor, first floor, and penthouses. The centre will serve enterprise, hyperscaler, and critical digital services requiring high uptime, reliability, and scalability. The project involved the construction of a data center. It also includes the construction of a data center, an administrative building, installation of HVAC, power systems, car parking facilities, a cafeteria, and associated facilities. Shaker Consultancy Group is the design consultant, and EGEC is the consultant on the project. | 24.6877 | 46.7219 | Mobily is undertaking the construction of a Data Centre Tier 3 in Riyadh 3, Saudi Arabia. The facility spans a built-up area of about 13,000 m² on a land plot of roughly 12,000 m². The data centre will be certified Tier III and operate at approximately 6.5 MW IT load. It features multiple PODs (initially six, with provisions for three more in a future phase), each with dedicated electrical rooms for UPS systems, power panels, battery storage and auxiliary equipment. The structure comprises the ground floor, first floor, and penthouses. The centre will serve enterprise, hyperscale, and critical digital services requiring high uptime, reliability, and scalability. The US$45 million project includes the following: 1. Construction of a 6MV data centre 2. Construction of an administrative building 3. Construction of car parking facilities 4. Installation of HVAC 5. Installation of power systems 6. Construction of the cafeteria 7. Construction of associated facilities | Tier 3 Data Center | A data center is being built in Riyadh, Saudi Arabia. |  | May 2026 - The construction works are nearing completion. November 2025 - The construction works are progressing and the in-house division of MM Al-Rumaih Company for Trading JSC is working as the MEP subcontractor on the project. October 2025 - The construction works are progressing on the project and it is expected to be completed by August 2026. June 23, 2025 - The construction works are ongoing on the project and MM Al-Rumaih Co for Trading JSC is the main contractor and Rowad Mordern Building Systems Company is the civil subcontractor. | Project work on Schedule | 1 | Not Funded / Unconfirmed | Private | Mobily | MM Al-Rumaih Co for Trading JSC | Shaker Consultancy Group | EGEC
364589 | 354699 | 2026-05-15 16:39 | Ascenty – Hortolandia Data Centre: Phase VI – Sao Paulo | Ascenty – Sao Paulo Data Center Program – Sao Paulo | https://construction.globaldata.com/Projects/Overview/364589 | Execution | Parent | 133 | 2021 Q1 | 2021 Q2 | 2027 Q1 | South and Central America | Brazil | Sao Paulo | Hortolandia | Rua Papa João Paulo II, 4 – Jd. Santa Izabel, Hortolândia – SP, 13185-252 |  | Commercial & Leisure | Data Center | Data Center |  |  | New | Onshore | Ascenty is constructing the Hortolândia data center: phase VI in Hortolândia, São Paulo, Brazil. The project involves the construction of a data center with a capacity of 31MW and a floor area of 23000m2, office accommodations, parking facilities, a web-commerce unit, and related facilities, and Installation of security systems, optical cables, cabinets, 2700 racks of CCTV cameras, 400 cameras with motion detection, Biometrics, and magnetic card system, Fire detection system with air particle monitoring, Diesel generation system, and High-capacity refrigeration with Rapid Restore system (chilled water in air chillers). Mendes Holler Engenharia Comercio e Consultoria Ltda is responsible for construction work. | -22.8583 | -47.22 | The project involves the construction of the Hortolândia data center with 31MW capacity: phase VI in Hortolândia, São Paulo, Brazil. The US$133 million project includes the following: 1. Construction of office accommodations 2. Construction of parking facilities 3. Construction of a web-commerce unit 4. Construction of related facilities 5. Installation of security systems 6. Installation of optical cables 7. Installation of cabinets 8. Installation of 2700 racks of CCTV cameras. 9. Installation of 400 cameras with motion detection. 10. Installation of Biometrics and magnetic card system. 11. Installation of Fire detection system, with air particle monitoring. 12. Installation of the Diesel generation system 13. Installation of High-capacity refrigeration with Rapid Restore system (chilled water in air chillers) | Heating, ventilation and air conditioning (HVAC) | A data center is being developed in Hortolândia. |  | May 2026 - Construction activities are underway. October 2025 - Construction activities are underway. April 2025 - Construction activities are underway. November 2024 - Construction activities are underway. Q3 2024 - Construction activities are underway. June 2024 - Construction activities are underway. March 2024 - Construction activities are underway. November 2023 - Construction activities are underway. June 2023 - Construction activities are underway. December 2022 - Construction activities are underway. March 2022 - Construction work is underway. May 2021 - Construction works commenced. Q1 2021 - Ascenty announced plans to construct a Hortolândia VI data center in São Paulo. | Project work on Schedule | 1 | Not Funded / Unconfirmed | Private | Ascenty | Mendes Holler Engenharia Comercio e Consultoria Ltda | Mendes Holler Engenharia Comercio e Consultoria Ltda
354699 | 354699 | 2026-05-15 16:39 | Ascenty – Sao Paulo Data Center Program – Sao Paulo | Ascenty – Sao Paulo Data Center Program – Sao Paulo | https://construction.globaldata.com/Projects/Overview/354699 | Execution | Program | 450 | 2021 Q1 | 2021 Q2 | 2026 Q4 | South and Central America | Brazil | Sao Paulo;Sao Paulo | Hortolandia;Sumare |  |  | Commercial & Leisure | Data Center | Data Center |  |  | New | Onshore | Ascenty is planning to construct data centers program in Sumaré and Hortolandia, São Paulo, Brazil. The project involves the construction of five data centers, power substations, office accommodation, web-commerce units and information technology units, and the installation of safety and security systems. The five data centers are, Hortolândia 5 with a floor area of 21000m2; 2700 racks, and an energy capacity of approximately 31MW, Hortolândia 6 with a floor area of 21000m2; 2700 racks, and an energy capacity of approximately 31MW, Sumaré 3 on an area of 1.2ha with 2,000 racks, and an energy capacity of approximately 20MW, Sumaré 4 with a floor area of 12077m2; 2000 racks, and an energy capacity of approximately 20MW, and Sumaré 5 with a floor area of 12077m2; 2000 racks, and an energy capacity of approximately 20MW. Construction works on Sumaré 3 and Hortolândia 5 are completed Construction works are underway on Hortolândia 6 and Sumaré 4 and 5. | -22.8219 | -47.2669 | The project involves the construction of data centers program in Sumaré and Hortolandia, São Paulo, Brazil. The US$450 million project includes the following: 1. Construction of five data centers 2. Construction of power substations 3. Construction of office accommodation 4. Construction of web-commerce units 5. Construction of information technology units 6. Installation of safety and security systems | Heating, ventilation and air conditioning (HVAC) |  |  |  | Project work on Schedule | 1 | Not Funded / Unconfirmed | Private | Ascenty
364553 | 354699 | 2026-05-15 16:27 | Ascenty – Sumare Data Centre: Phase IV – Sao Paulo | Ascenty – Sao Paulo Data Center Program – Sao Paulo | https://construction.globaldata.com/Projects/Overview/364553 | Execution | Parent | 73 | 2021 Q1 | 2021 Q2 | 2026 Q4 | South and Central America | Brazil | Sao Paulo | Sumare |  |  | Commercial & Leisure | Data Center | Data Center |  |  | New | Onshore | Ascenty is undertaking the construction of the Sumaré data center: phase IV in Sumaré, São Paulo, Brazil. The project involves the construction of a data center with a capacity of 20MW on a floor area of 12077m2, office accommodations and parking facilities, and the installation of cabinets, security systems, and optical cables. | -22.8219 | -47.2669 | The project involves the construction of the Sumaré data center: phase IV with a floor area of 12077m2 in Sumaré, São Paulo, Brazil. The US$73 million project includes the following: 1. Construction of office accommodations 2. Installation of security systems 3. Construction of parking facilities 4. Construction of a web-commerce unit 5. Construction of related facilities 6. Installation of optical cables 7. Installation of cabinets | Colocation Data Center; Tier 3 Data Center | The data center is being developed in Sumaré. |  | May 2026 - Construction activities are underway. October 2025 - Construction activities are underway. April 2025 - Construction activities are underway. November 2024 - Construction activities are underway. Q3 2024 - Construction activities are underway. June 2024 - Construction activities are underway. March 2024 - Construction activities are underway. November 2023 - Construction activities are underway. June 2023 - Construction activities are underway. December 2022 - Construction activities are underway. March 2022 - Construction work is underway. May 2021 - Construction works commenced. February 2021 - Ascenty announced plans to construct a Sumaré IV data center in São Paulo. | Project work on Schedule | 1 | Not Funded / Unconfirmed | Private | Ascenty
364585 | 354699 | 2026-05-15 16:24 | Ascenty – Sumare Data Centre: Phase V – Sao Paulo | Ascenty – Sao Paulo Data Center Program – Sao Paulo | https://construction.globaldata.com/Projects/Overview/364585 | Execution | Parent | 86 | 2021 Q1 | 2021 Q2 | 2027 Q1 | South and Central America | Brazil | Sao Paulo | Sumare |  |  | Commercial & Leisure | Data Center | Data Center |  |  | New | Onshore | Ascenty is undertaking the construction of the Sumaré data center: phase V in Sumaré, São Paulo, Brazil. The project involves the construction of a data center with a capacity of 20MW, office accommodations and parking facilities, and the installation of cabinets, security systems, and optical cables. Mendes Holler Engenharia Comercio e Consultoria Ltda is responsible for the construction work. | -22.8219 | -47.2669 | The project involves the construction of the Sumaré data center: phase V with a floor area of 12077m2 in Sumaré, São Paulo, Brazil. The US$86 million project includes the following: 1. Construction of office accommodations 2. Installation of security systems 3. Construction of parking facilities 4. Construction of a web-commerce unit 5. Construction of related facilities 6. Installation of optical cables 7. Installation of cabinets | Colocation Data Center; Tier 3 Data Center | The data center is planned for development in Sumaré. |  | May 2026 - Construction activities are underway. October 2025 - Construction activities are underway. April 2025 - Construction activities are underway. November 2024 - Construction activities are underway. Q3 2024 - Construction activities are underway. June 2024 - Construction activities are underway. March 2024 - Construction activities are underway. November 2023 - Construction activities are underway. June 2023 - Construction activities are underway. December 2022 - Construction activities are underway. March 2022 - Construction work is underway. May 2021 - Construction works commenced. Q1 2021 - Ascenty announced plans to construct a Sumaré V data center in São Paulo. | Project work on Schedule | 1 | Not Funded / Unconfirmed | Private | Ascenty | Mendes Holler Engenharia Comercio e Consultoria Ltda | Mendes Holler Engenharia Comercio e Consultoria Ltda
410948 | 410948 | 2026-05-15 14:59 | Greystoke Land – Abbots Langley Data Center – Hertfordshire | Greystoke Land – Abbots Langley Data Center – Hertfordshire | https://construction.globaldata.com/Projects/Overview/410948 | Planning | Parent | 1273 | 2023 Q1 | 2027 Q3 | 2028 Q3 | Europe | United Kingdom | Hertfordshire |  | Land North Of Mansion House Farm, Bedmond Road, Abbots Langley. | WD5 0QE | Commercial & Leisure | Data Center | Data Center |  | Low | New | Onshore | Greystoke Land Ltd (GLL) is planning to undertake the construction of a hyperscale data center north of Mansion House Farm land off Bedmond Road, near Abbots Langley in Hertfordshire, the UK. The project involves the construction of an 83,612m2 hyperscale data center campus comprising two, two-storey buildings of 20m in height with a total consumption capacity of 96MW on 33ha of land. It includes the construction of ancillary office space, associated roads, 300m2 of education and training center, internal roads and footpaths, cycle and car parking, a substation, a public park, and the installation of a security perimeter fence, lighting, internal plant and equipment, and associated fuel storage and safety and security systems. Pegasus Group has been appointed as the architect, planning and heritage consultant, MHP Design as the landscape architect, David Tucker Associates as the transport consultant, Mewies Engineering Consultants Ltd as an acoustic consultant, Air Quality Consultants as an air quality consultant, Delta-Simons as a flood risk consultant, Ensphere as an energy consultant, Nicol Economics as the environmental consultant, Womble Bond Dickinson (UK) LLP as the planning consultant, Future Tech as the engineering design consultant, Francis Taylor Building as the consultant and Barton Hyett Associates as an arboriculture consultant. The facility is committed to operating on renewable energy and is backed up by emergency generators and will feature immersion and direct-to-chip liquid cooling systems. In June 2023, Pegasus Group submitted an outline planning application on behalf of GLL to the Three Rivers District Council (TRDC). However, the application was rejected in January 2024. Subsequently, in June 2024, an appeal was filed with the Government Planning Inspectorate and was approved in May 2025. | 51.7125 | -0.40961 | The project involves the construction of an 83,612m2 96MW hyperscale data center comprising two, two-storey buildings of 20m in height on 33ha of land in Hertfordshire, the UK. The US$1,273 million project includes the following: 1. Construction of ancillary office space 2. Construction of 300m2 of an education and training center 3. Construction of internal roads and footpaths 4. Construction of cycle and car parking 5. Construction of a substation 6. Construction of a public park 7. Installation of security perimeter fence 8. Installation of lighting 9. Installation of internal plant and equipment 10. Installation of emergency backup generators and associated fuel storage 11. Installation of safety and security systems | Heating, ventilation and air conditioning (HVAC); Hyperscale Data Center |  | https://www.abbotslangleydatacentre.co.uk/ | December 2025 - Planning activities are underway. May 2025 - The project secured outline planning approvals, subject to conditions from the TRDC. March 2025 - The project is awaiting appeal decision from Government Planning Inspectorate. October 2024 - A public inquiry is underway. June 2024 - An appeal was filed with the Government Planning Inspectorate. January 2024 - TRDC rejected the outline planning application. July 2023 - The project is awaiting outline approvals from the TRDC. June 28, 2023 - Pegasus Group submitted an outline planning application to the TRDC. Q1 2023 - GLL announced plans to undertake the construction of a data center in Abbots Langley. | No Major Development | 0 | Not Funded / Unconfirmed | Private | Greystoke Land |  | Future-Tech SCI Limited;Pegasus Planning Group Ltd | Barton Hyett Associates Ltd;David Tucker Associates;Delta Simons;Ensphere Group Ltd;Francis Taylor Building;Jones Lang LaSalle Ltd;Mewies Engineering Consultants Ltd;Nicol Economics;Pegasus Planning Group Ltd;Womble Bond Dickinson (UK) LLP
365196 | 365196 | 2026-05-15 14:40 | Northern Data – Pryor Headquarters Data Center – Oklahoma | Northern Data – Pryor Headquarters Data Center – Oklahoma | https://construction.globaldata.com/Projects/Overview/365196 | Planning | Parent | 270 | 2022 Q1 | 2027 Q1 | 2029 Q4 | North America | United States | Oklahoma |  | 4075 Sanders Mitchell st | 74361 | Commercial & Leisure | Data Center | Data Center |  | Low | New | Onshore | Northern Data (NB2) is planning to build a headquarters and a tier III data center at MidAmerica Industrial Park in Pryor, Oklahoma, the US. The project involves the construction of a data center with 250MW capacity on 40ha of land. It includes the construction of server rooms, control rooms, office space, and parking spaces, and the installation of safety and security systems. It will source power from the Grand River Dam Authority and it is equipped with reliable uninterruptible power supply (UPS) units and generators for backup power systems. It also features an advanced cooling system, ensuring optimal performance and efficiency with maximum reliability. | 36.2484 | -95.2969 | The project involves the construction of a 250MW data center on 40ha of land at MidAmerica Industrial Park in Pryor, Oklahoma, the US. The US$270 million project includes the following: 1. Construction of server rooms 2. Construction of control rooms 3. Construction of an office space 4. Construction of parking spaces 5. Installation of safety and security systems | Heating, ventilation and air conditioning (HVAC); Tier 3 Data Center |  |  | May 15, 2026 - We have not been able to obtain further updates on this project. We have retained the same project stage and amended the key dates accordingly. We will update the profile as soon as we obtain any new information. October 2025 - We have not been able to obtain further updates on this project. We have retained the same project stage and amended the key dates accordingly. We will update the profile as soon as we obtain any new information. January 2025 - Planning activities are underway. January 2024 - Planning activities are underway. February 2023 - Planning activities are underway. Q1 2022 - NB2 announced plans to develop a data center in Oklahoma. | Information Unavailable |  | Not Funded / Unconfirmed | Private | Northern Data AG
491295 | 491295 | 2026-05-15 13:54 | Maincubes Hldg – FRA03 Data Center Complex – Saarland | Maincubes Hldg – FRA03 Data Center Complex – Saarland | https://construction.globaldata.com/Projects/Overview/491295 | Execution | Parent | 175 | 2024 Q1 | 2025 Q1 | 2027 Q3 | Europe | Germany | Saarland | Schwalbach | at Am Kronberger Hang 6 in Schwalbach am Taunus | 65824 | Commercial & Leisure | Data Center | Data Center |  |  | New | Onshore | Maincubes Holding and Service GmbH is constructing the FRA03 Data Center Campus in Schwalbach am Taunus, Hesse, Germany. The project involves the construction of a four-story data center complex on a 1.7ha area, with 16MW of IT load capacity and a 27,000m2 GFA, 16 IT rooms on a 7,680m2 area, a rotating UPS system, a kinetic flywheel energy storage unit, a cooling wall system, administrative and office facilities, parking facilities, and the installation of elevators, PV modules on the roof and facade, and power facilities. The project will be powered by 100% renewable energy. The project is being developed in two phases. Maincubes and Stadtwerke Göttingen AG secured a 10-year solar Power Purchase Agreement (PPA) for the FRA03 data center. The data center will be powered exclusively by renewable energy and achieve a 1.2 Power Usage Effectiveness (PUE) of high energy efficiency by utilizing waste heat for local heating systems. A joint venture of Adolf Lupp GmbH + Co KG and SPIE Belgium SA has been appointed as the general contractor and the interior fit-out work contractor, and LeanCL GmbH as the execution planner. Construction work on Phase One will be completed in the third quarter of 2026, and construction work on Phase Two is scheduled to commence in 2026 and will be completed in 2027. | 50.1611 | 8.5355 | The project involves the construction of the FRA03 Data Center Campus in Schwalbach am Taunus, Hesse, Germany. The US$175 million project includes the following: 1. Construction of a four-story data center complex on a 1.7ha area with 16MW of IT load capacity and a 27,000m2 gross floor area (GFA) 2. Construction of 16 IT rooms on a 7,680m2 area 3. Construction of a rotating UPS system 4. Construction of a kinetic flywheel energy storage unit 5. Construction of a cooling wall system 6. Construction of administrative and office facilities 7. Construction of parking facilities 8. Installation of elevators 9. Installation of PV modules on the roof and facade 10. Installation of power facilities | Colocation Data Center; Edge Data Center; Green data center; Heating, ventilation and air conditioning (HVAC); Solar facade Cladding; Solar Rooftop; Tier 3 Data Center |  |  | May 2026 - The final stage of construction on Phase I is underway. December 2025 - A joint venture of Adolf Lupp GmbH + Co KG and SPIE Belgium SA has been appointed as the general contractor and the interior fit-out work contractor for Phase II. June 2025 - Construction activities are underway. April 2025 - Topping-Out Ceremony for Phase I on the FRA03 campus was celebrated. March 2025 - Construction activities are underway. Q1 2025 - Construction work commenced on Phase One. December 2024 - The building permit was issued. Q4 2024 - Adolf Lupp Gmbh + Co KG has been appointed as the general contractor. Q1 2024 - Maincubes and Stadtwerke Göttingen AG secured a 10-year solar Power Purchase Agreement (PPA) for FRA03 data center. October 2023 - Maincubes announced plans to construct the FRA03 data center complex in Schwalbach am Taunus. | Project work on Schedule | 1 | Not Funded / Unconfirmed | Private | Maincubes Holding and Service GmbH | Adolf Lupp Gmbh + Co KG;SPIE Belgium SA |  | LeanCL GmbH
565330 | 565330 | 2026-05-15 13:42 | Gorilla Technology – Korat Data Center – Bangkok | Gorilla Technology – Korat Data Center – Bangkok | https://construction.globaldata.com/Projects/Overview/565330 | Planning | Parent | 2000 | 2025 Q1 | 2026 Q3 | 2027 Q1 | Asia-Pacific | Thailand | Bangkok |  |  |  | Commercial & Leisure | Data Center | Data Center |  | Low | New | Onshore | Gorilla Technology Group is planning to construct an AI, colocation data center in Korat (Nakhon Ratchasima), Bangkok, Thailand. The project involves the construction of a 200MW data center on 16ha of land. It includes the construction of six data halls, five offering 30MW and one offering 50MW of capacity, server rooms, administrative space and substation and the installation of generators, cooling systems, and safety and security systems. Construction is expected to commence in July 2026, with the first phase of the campus targeted for completion by Q1 2027. The project is planned for 150MW of net IT load, with a target PUE of about 1.3, in an illustrative all‑GB300 setup using roughly 142kW per rack and 72GPUs per rack—this would accommodate about 76,000 GPUs at full build‑out. The campus is being designed to support Gorilla’s DBOT model, under which Gorilla designs, builds, operates and commercialises critical AI infrastructure for governments, enterprises and strategic partners. | 14.9532 | 99.5949 | The project involves the construction of a 200MW data center on 16ha of land in Bangkok, Thailand. The US$2,000 million project includes the following: 1. Construction of six data halls, five offering 30MW and one offering 50MW of capacity 2. Construction of server rooms 3. Construction of administrative space 4. Construction of substation 5. Installation of generators 6. Installation of cooling systems 7. Installation of safety and security systems | Colocation Data Center; Heating, ventilation and air conditioning (HVAC) |  |  | May 2026 - Planning activities are underway. March 2025 - Gorilla announced plans to construct a data center in Nakhon Ratchasima. | No Major Development | 0 | Not Funded / Unconfirmed | Private | Gorilla Technology Group Inc
366573 | 366573 | 2026-05-15 13:16 | T4 Grp – Invercargill Data Center – Southland | T4 Grp – Invercargill Data Center – Southland | https://construction.globaldata.com/Projects/Overview/366573 | Planning | Parent | 35 | 2022 Q1 | 2027 Q3 | 2028 Q4 | Asia-Pacific | New Zealand | Southland | Invercargill |  |  | Commercial & Leisure | Data Center | Data Center |  | Low | New | Onshore | T4 Group Limited (T4 Group) is planning to build a tier IV hyperscale green data center in Invercargill, Southland, New Zealand. The project involves the construction of a data center with a capacity of 10MW. It includes the construction of server rooms, meeting rooms, 1,500 racks, an administrative space, and parking facilities, the installation of generators, liquid cooling systems, safety and security systems, and the laying of submarine cables. It will be developed in phases. The project will be powered by 100% renewable sources, which will come from Southland’s two hydro stations, Lake Manapouri and Lake Monowai In April 2024, T4 Group acquired land for project development in Invercargill. | -46.4118 | 168.3471 | The project involves the construction of a data center with a capacity of 10MW in Southland New Zealand. The US$35 million project includes the following: 1. Construction of server rooms 2. Construction of meeting rooms 3. Construction of 1,500 racks 4. Construction of an administrative space 5. Construction of parking facilities 6. Installation of generators 7. Installation of liquid cooling systems 8. Installation of safety and security systems 9. Laying of submarine cables | Heating, ventilation and air conditioning (HVAC); Hyperscale Data Center; Tier 4 Data Center |  |  | May 2026 - Planning activities are underway. November 2025 - Planning activities are underway. March 2025 - Planning activities are underway. April 2024 - T4 has acquired land for project development. October 2023 - Planning activities are underway. January 2023 - Planning activities are underway. Q1 2022 - T4 Group announced plans to build a data center in Southland. | No Major Development | 0 | Not Funded / Unconfirmed | Private | T4 Group Ltd
416065 | 416065 | 2026-05-15 12:55 | EdgeConneX – EDCFRA01 Data Center Campus – Hesse | EdgeConneX – EDCFRA01 Data Center Campus – Hesse | https://construction.globaldata.com/Projects/Overview/416065 | Execution | Parent | 630 | 2022 Q4 | 2024 Q2 | 2027 Q1 | Europe | Germany | Hesse | Dietzenbach | at Waldstraße & Gottlieb-Daimler-Straße | 63128 | Commercial & Leisure | Data Center | Data Center |  |  | New | Onshore | EdgeConneX Inc is undertaking the construction of the EDCFRA01 data center in Dietzenbach, Hesse, Germany. The project involves the construction of a data center on a 3.6ha area, an adjoining office building, server rooms, meeting rooms, administrative space, parking facilities, the development of a park character, and the installation of 42 emergency diesel engine systems (NDMA) with associated ancillary facilities, cooling systems, and power-related facilities. Ttsp Hwp Seidel Planungsgesellschaft MbH has been appointed as the planner and the design contractor. GP Con GmbH has been appointed as the excavation contractor, Winthrop Technologies Ltd as the general contractor, and iMA Richter & Röckle GmbH & Co. KG and Oekoplan Consulting Engineers as the study consultants for the NDMA system. | 50.0266 | 8.7902 | The project involves the construction of the EDCFRA01 data center in Dietzenbach, Hesse, Germany. The US$630 million project includes the following: 1. Construction of a data center 2. Construction of an adjoining office building 3. Construction of server rooms 4. Construction of meeting rooms 5. Construction of administrative space 6. Construction of parking facilities 7. Development of a park character 8. Installation of 42 emergency diesel engine systems (NDMA) with associated ancillary facilities 9. Installation of cooling systems and power-related facilities | Colocation Data Center; Edge Data Center; Heating, ventilation and air conditioning (HVAC); Tier 3 Data Center | A colocation data center is planned to be developed at Waldstraße & Gottlieb-Daimler-Straße in Dietzenbach. The project aims to develop a modern, digital infrastructure, the interaction of the most modern data center infrastructure and the high standards of sustainability. The project will create 50 new jobs. |  | May 2026 - Construction activities are underway. June 2025 - Construction activities are underway. February 2025 - Construction activities are underway. July 2024 - Construction activities are underway. Q2 2024 - Construction work commenced. May 2024 - Winthrop Technologies Ltd has been appointed as the general contractor. April 2024 - A permit for the construction and operation of a total of 42 emergency diesel engine systems (NDMA) together with associated ancillary facilities to ensure the electricity supply to a data center in the event of a failure of the public power supply. July 22, 2023 - Excavation work commenced with a ground-breaking ceremony. June 2023 - The building permit was issued. Q2 2023 - GP Con GmbH has been appointed as the excavation contractor. November 2022 - The building application was submitted. Q4 2022 - EdgeConneX announced plans to construct a data center in Dietzenbach. | Project work on Schedule | 1 | Not Funded / Unconfirmed | Private | EdgeConneX Inc | Winthrop Technologies Ltd | Ttsp Hwp Seidel Planungsgesellschaft MbH | iMA Richter and Roeckle GmbH and Co KG;Oekoplan Consulting Engineers;Ttsp Hwp Seidel Planungsgesellschaft MbH
510350 | 509737 | 2026-05-15 12:44 | Virtus DC – Virtus Marienpark Data Center Campus: Berlin2 – Berlin | Virtus DC – Virtus Marienpark Data Center Campus – Berlin | https://construction.globaldata.com/Projects/Overview/510350 | EPC Award | Sub | 275 | 2023 Q2 | 2026 Q4 | 2028 Q4 | Europe | Germany | Berlin | Berlin | in Berlin-Tempelhof-Schöneberg | 12107 | Commercial & Leisure | Data Center | Data Center |  | High | New | Onshore | Virtus Data Centres Ltd. (Virtus DC), a ST Telemedia Global Data Centres Group subsidiary, is planning to construct the Virtus Marienpark Data Center Campus: Berlin2 data center building in the Marienpark in Tempelhof-Schöneberg, Berlin, Germany. The project involves the construction of a data center with an IT load capacity of 14.4MW, office facilities, and parking facilities, and the installation of elevators and power facilities. The colocation data center campus will be built with the Tier III and LEED Gold standards and designed with a PUE (Power Usage Effectiveness) value of less than 1.2. The project will be powered by 100% renewable energy. Virtus, collaborating with Data2heat, a joint venture between Investa Real Estate and the Berlin-based energy supplier Gasag, will supply the waste heat generated from the data centers to 5,000 households in neighbouring residential areas. Ttsp Hwp Seidel Planungsgesellschaft MBH has been appointed as the design contractor, and Adolf Lupp GmbH + Co KG as the general contractor. | 52.4404 | 13.3651 | The project involves the construction of the Virtus Marienpark Data Center Campus: Berlin2 data center building in the Marienpark in Tempelhof-Schöneberg, Berlin, Germany. The US$275 million project includes the following: 1. Construction of a data center with an IT load capacity of 14.4MW 2. Construction of office facilities 3. Construction of parking facilities 4. Installation of elevators and power facilities | Colocation Data Center; Green data center; Heating, ventilation and air conditioning (HVAC); LEED; Tier 3 Data Center |  |  | May 2026 - Pre-construction activities are underway. June 2025 - Design activities are underway. March 31, 2024 - Ttsp Hwp Seidel Planungsgesellschaft MbH has been appointed as the design contractor. May 2023 - VIRTUS DC announced plans to construct a data center campus in Berlin. | Project work on Schedule | 1 | Not Funded / Unconfirmed | Private | VIRTUS Data Centres Ltd. | Adolf Lupp Gmbh + Co KG | Ttsp Hwp Seidel Planungsgesellschaft MbH
510353 | 509737 | 2026-05-15 12:43 | Virtus DC – Virtus Marienpark Data Center Campus: Berlin4 – Berlin | Virtus DC – Virtus Marienpark Data Center Campus – Berlin | https://construction.globaldata.com/Projects/Overview/510353 | EPC Award | Sub | 275 | 2023 Q2 | 2027 Q4 | 2029 Q4 | Europe | Germany | Berlin | Berlin | in Berlin-Tempelhof-Schöneberg | 12107 | Commercial & Leisure | Data Center | Data Center |  | High | New | Onshore | Virtus Data Centres Ltd. (Virtus DC), a ST Telemedia Global Data Centres Group subsidiary, is planning to construct the Virtus Marienpark Data Center Campus: Berlin4 data center building in the Marienpark in Tempelhof-Schöneberg, Berlin, Germany. The project involves the construction of a data center with an IT load capacity of 14.4MW, office facilities, and parking facilities, and the installation of elevators and power facilities. The colocation data center campus will be built with the Tier III and LEED Gold standards and designed with a PUE (Power Usage Effectiveness) value of less than 1.2. The project will be powered by 100% renewable energy. Virtus, collaborating with Data2heat, a joint venture between Investa Real Estate and the Berlin-based energy supplier Gasag, will supply the waste heat generated from the data centers to 5,000 households in neighbouring residential areas. Ttsp Hwp Seidel Planungsgesellschaft MBH has been appointed as the design contractor, and Adolf Lupp GmbH + Co KG as the general contractor. | 52.4404 | 13.3651 | The project involves the construction of the Virtus Marienpark Data Center Campus: Berlin4 data center building in the Marienpark in Tempelhof-Schöneberg, Berlin, Germany. The US$275 million project includes the following: 1. Construction of a data center with an IT load capacity of 14.4MW 2. Construction of office facilities 3. Construction of parking facilities 4. Installation of elevators and power facilities | Colocation Data Center; Green data center; Heating, ventilation and air conditioning (HVAC); LEED; Tier 3 Data Center |  |  | May 2026 - Pre-construction activities are underway. June 2025 - Design activities are underway. March 31, 2024 - Ttsp Hwp Seidel Planungsgesellschaft MbH has been appointed as the design contractor. May 2023 - VIRTUS DC announced plans to construct a data center campus in Berlin. | Project work on Schedule | 1 | Not Funded / Unconfirmed | Private | VIRTUS Data Centres Ltd. | Adolf Lupp Gmbh + Co KG | Ttsp Hwp Seidel Planungsgesellschaft MbH
510351 | 509737 | 2026-05-15 12:43 | Virtus DC – Virtus Marienpark Data Center Campus: Berlin3 – Berlin | Virtus DC – Virtus Marienpark Data Center Campus – Berlin | https://construction.globaldata.com/Projects/Overview/510351 | EPC Award | Sub | 275 | 2023 Q2 | 2027 Q4 | 2029 Q4 | Europe | Germany | Berlin | Berlin | in Berlin-Tempelhof-Schöneberg | 12107 | Commercial & Leisure | Data Center | Data Center |  | High | New | Onshore | Virtus Data Centres Ltd. (Virtus DC), a ST Telemedia Global Data Centres Group subsidiary, is planning to construct the Virtus Marienpark Data Center Campus: Berlin3 data center building in the Marienpark in Tempelhof-Schöneberg, Berlin, Germany. The project involves the construction of a data center with an IT load capacity of 14.4MW, office facilities, and parking facilities, and the installation of elevators and power facilities. The colocation data center campus will be built with the Tier III and LEED Gold standards and designed with a PUE (Power Usage Effectiveness) value of less than 1.2. The project will be powered by 100% renewable energy. Virtus, collaborating with Data2heat, a joint venture between Investa Real Estate and the Berlin-based energy supplier Gasag, will supply the waste heat generated from the data centers to 5,000 households in neighbouring residential areas. Ttsp Hwp Seidel Planungsgesellschaft MBH has been appointed as the design contractor, and Adolf Lupp GmbH + Co KG as the general contractor. | 52.4404 | 13.3651 | The project involves the construction of the Virtus Marienpark Data Center Campus: Berlin3 data center building in the Marienpark in Tempelhof-Schöneberg, Berlin, Germany. The US$275 million project includes the following: 1. Construction of a data center with an IT load capacity of 14.4MW 2. Construction of office facilities 3. Construction of parking facilities 4. Installation of elevators and power facilities | Colocation Data Center; Green data center; Heating, ventilation and air conditioning (HVAC); LEED; Tier 3 Data Center |  |  | May 2026 - Pre-construction activities are underway. June 2025 - Design activities are underway. March 30, 2024 - Ttsp Hwp Seidel Planungsgesellschaft MbH has been appointed as the design contractor. May 2023 - VIRTUS DC announced plans to construct a data center campus in Berlin. | Project work on Schedule | 1 | Not Funded / Unconfirmed | Private | VIRTUS Data Centres Ltd. | Adolf Lupp Gmbh + Co KG | Ttsp Hwp Seidel Planungsgesellschaft MbH
510348 | 509737 | 2026-05-15 12:42 | Virtus DC – Virtus Marienpark Data Center Campus: Berlin1 – Berlin | Virtus DC – Virtus Marienpark Data Center Campus – Berlin | https://construction.globaldata.com/Projects/Overview/510348 | Execution | Sub | 275 | 2023 Q2 | 2025 Q2 | 2026 Q4 | Europe | Germany | Berlin | Berlin | in Berlin-Tempelhof-Schöneberg | 12107 | Commercial & Leisure | Data Center | Data Center |  |  | New | Onshore | Virtus Data Centres Ltd. (Virtus DC), a ST Telemedia Global Data Centres Group subsidiary, is planning to construct the Virtus Marienpark Data Center Campus: Berlin1 data center building in the Marienpark in Tempelhof-Schöneberg, Berlin, Germany. The project involves the construction of a data center with an IT load capacity of 14.4MW, office facilities, and parking facilities, and the installation of elevators and power facilities. The colocation data center campus will be built with the Tier III and LEED Gold standards and designed with a PUE (Power Usage Effectiveness) value of less than 1.2. The project will be powered by 100% renewable energy. Virtus, collaborating with Data2heat, a joint venture between Investa Real Estate and the Berlin-based energy supplier Gasag, will supply the waste heat generated from the data centers to 5,000 households in neighbouring residential areas. Ttsp Hwp Seidel Planungsgesellschaft MBH has been appointed as the design contractor, and Adolf Lupp GmbH + Co KG as the general contractor. Construction work on the Berlin1 data center will be completed in 2026. | 52.4404 | 13.3651 | The project involves the construction of the Virtus Marienpark Data Center Campus: Berlin1 data center building in the Marienpark in Tempelhof-Schöneberg, Berlin, Germany. The US$275 million project includes the following: 1. Construction of a data center with an IT load capacity of 14.4MW 2. Construction of office facilities 3. Construction of parking facilities 4. Installation of elevators and power facilities | Colocation Data Center; Green data center; Heating, ventilation and air conditioning (HVAC); LEED; Tier 3 Data Center |  |  | May 2026 - Construction activities on Berlin1 are underway. June 06, 2025 - Construction work commenced on Berlin1 with the laying the foundation stone. March 2024 - Ttsp Hwp Seidel Planungsgesellschaft MbH has been appointed as the design contractor. May 2023 - VIRTUS DC announced plans to construct a data center campus in Berlin. | Project work on Schedule | 1 | Not Funded / Unconfirmed | Private | VIRTUS Data Centres Ltd. | Adolf Lupp Gmbh + Co KG | Ttsp Hwp Seidel Planungsgesellschaft MbH
509737 | 509737 | 2026-05-15 12:42 | Virtus DC – Virtus Marienpark Data Center Campus – Berlin | Virtus DC – Virtus Marienpark Data Center Campus – Berlin | https://construction.globaldata.com/Projects/Overview/509737 | Execution | Parent | 1100 | 2023 Q2 | 2025 Q2 | 2029 Q4 | Europe | Germany | Berlin | Berlin | in Berlin-Tempelhof-Schöneberg | 12107 | Commercial & Leisure | Data Center | Data Center |  |  | New | Onshore | Virtus Data Centres Ltd. (Virtus DC), a ST Telemedia Global Data Centres Group subsidiary, is constructing the Virtus Marienpark Data Center Campus in the Marienpark in Tempelhof-Schöneberg, Berlin, Germany. The project involves the construction of four data center buildings on a 5.7ha area, with a 19,000m2 GFA, and an IT load capacity of 57.6MW, four data centers (Berlin1, Berlin2, Berlin3, and Berlin4) each with an IT load capacity of 14.4MW, office facilities, parking facilities, and the installation of elevators and power facilities. The colocation data center campus will be built with the Tier III and LEED Gold standards and designed with a PUE (Power Usage Effectiveness) value of less than 1.2. The project will create 400 new jobs. The project will be powered by 100% renewable energy. Virtus, collaborating with Data2heat, a joint venture between Investa Real Estate and the Berlin-based energy supplier Gasag, will supply the waste heat generated from the data centers to 5,000 households in neighbouring residential areas. Ttsp Hwp Seidel Planungsgesellschaft MBH has been appointed as the design contractor, and Adolf Lupp GmbH + Co KG as the general contractor. Standard Chartered, as Mandated Lead Arranger and Hedging Bank, provided US$248 million (EUR210 million) financing support for the VIRTUS Marienpark Data Center Campus in Berlin. Construction work on the Berlin1 data center will be completed in 2026. | 52.4404 | 13.3651 | The project involves the construction of the Virtus Marienpark Data Center Campus in the Marienpark in Tempelhof-Schöneberg, Berlin, Germany. The US$1,100 million project includes the following: 1. Construction of four data center buildings on a 5.7ha area, with a 19,000m2 gross floor area (GFA), with an IT load capacity of 57.6MW 2. Construction of four data centers (Berlin1, Berlin2, Berlin3 and Berlin4) each with an IT load capacity of 14.4MW 3. Construction of office facilities 4. Construction of parking facilities 5. Installation of elevators and power facilities | Colocation Data Center; Green data center; Heating, ventilation and air conditioning (HVAC); LEED; Tier 3 Data Center |  |  | May 2026 - Construction activities on Berlin1 are underway. February 2026 - Standard Chartered, as Mandated Lead Arranger and Hedging Bank, provided US$248 million (EUR210 million) financing support for the VIRTUS Marienpark Data Center Campus in Berlin. June 2025 - Construction work commenced on Berlin1 with the laying the foundation stone. Q4 2024 - Adolf Lupp GmbH + Co KG has been appointed as the general contractor. March 2024 - Ttsp Hwp Seidel Planungsgesellschaft MbH has been appointed as the design contractor. May 2023 - VIRTUS DC announced plans to construct a data center campus in Berlin. | Project work on Schedule | 1 | Not Funded / Unconfirmed | Private | VIRTUS Data Centres Ltd. | Adolf Lupp Gmbh + Co KG | Ttsp Hwp Seidel Planungsgesellschaft MbH
508702 | 508702 | 2026-05-15 10:41 | HDBDID – Danjiangkou Wudang Cloud Valley Big Data Center: Phase III – Hubei | HDBDID – Danjiangkou Wudang Cloud Valley Big Data Center: Phase III – Hubei | https://construction.globaldata.com/Projects/Overview/508702 | EPC Award | Parent | 348 | 2025 Q1 | 2026 Q2 | 2027 Q4 | Asia-Pacific | China | Hubei | Danjiangkou |  |  | Commercial & Leisure | Data Center | Data Center |  | High | New | Onshore | Hubei Danjiang Big Data Industry Development Co. Ltd (HDBDIDCL) is planning to construct a data center in Danjiangkou, Hubei, China. The project involves the construction of a data center with a construction area of 45,308m2. It also includes the construction of two new data centers, server rooms, water pump rooms, an administrative office, 7000 new racks, and parking facilities and the installation of new machines and safety and security systems. Anhui Construction Engineering Group Co. Ltd has been appointed as the main contractor. | 32.5428 | 111.5086 | The project involves the construction of a data center with a construction area of 45,308m2 in Danjiangkou, Hubei, China. The US$348 million project includes the following: 1. Construction of two new data centers 2. Construction of server rooms 3. Construction of a water pump rooms 4. Construction of an administrative office 5. Construction of 7000 new racks 6. Construction of parking facilities 8. Installation of new machines 9. Installation of safety and security systems | Heating, ventilation and air conditioning (HVAC) |  |  | May 2026 - Pre-construction activities are underway. April 2026 - Anhui Construction Engineering Group Co. Ltd has been appointed as the main contractor. June 10, 2025 - Planning activities are underway. January 2025 - HDBDIDCL announced plans to build a data center in Danjiangkou, Hubei, China. | Project work on Schedule | 1 | Not Funded / Unconfirmed | Private | Hubei Danjiang Big Data Industry Development Co Ltd | Anhui Construction Engineering Group Co Ltd
512319 | 512319 | 2026-05-15 09:31 | Digital Realty – Dugny Digital Hub Data Center Facility – Ile-de-France | Digital Realty – Dugny Digital Hub Data Center Facility – Ile-de-France | https://construction.globaldata.com/Projects/Overview/512319 | Execution | Parent | 2157 | 2024 Q3 | 2025 Q4 | 2030 Q4 | Europe | France | Ile-de-France | Saint-Denis | located near Le Bourget airport, Dugny |  | Commercial & Leisure | Data Center | Data Center |  |  | New | Onshore | Digital Realty is planning to build the data centers in Dugny, Seine-Saint-Denis Department, Île-de-France Region, France. The project involves the construction of three data centers with a power of 200MW, server rooms, computer rooms (IT space) on a 65,000m2 area, an electrical substation, a building for district heating, parking facilities, development of green spaces and the installation of equipment, 108 generators and safety and security systems. The project will be developed in three buildings named as the first building Par15, the second building Par16, and the third building Par17. The Par15 includes the construction of a three storey building with a capacity of 66MW on a 23,320m2 area and will be developed in four phases. The first phase of Par15, includes the capacity of 12MW and scheduled to be completed by the first quarter of 2027. DK Architect has been appointed as the architect and Coriance Group as the installation sub-contractor, Equans, a subsidiary of the Bouygues group, as the general contractor. Construction work on the first building, the Par15, is scheduled to be completed by the fourth quarter of 2027. Construction work on the second building, the Par16, is scheduled to be completed by the fourth quarter of 2028. Construction work on the third building, Par17, is scheduled to be completed by the fourth quarter of 2030. | 48.9493 | 2.3843 | The project involves the construction of three data centers with a power of 200MW on 10ha of land with a gross floor area of 41,500m2 in Dugny, Seine-Saint-Denis Department, Île-de-France Region, France. The US$2,157 million project includes the following: 1. Construction of server rooms 2. Construction of computer rooms (IT space) on a 65,000m2 area 3. Construction of a three storey Par15 building with a capacity of 66MW on a 23,320m2 area 4. Construction of an electrical substation 5. Construction of a building for district heating 6. Construction of parking facilities 7. Development of green spaces 8. Installation of equipment 9. Installation of 108 generators 10. Installation of safety and security systems | Heating, ventilation and air conditioning (HVAC); Sustainable Building |  |  | May 2026 - Construction works are underway on PAR15. April 2026 - Construction works are underway on PAR15. February 2026 - Construction works are underway and the project is still facing opposition from the local residents. Q4 2025 - Construction works commenced on the first PAR15 building. November 2025 - The project is facing opposition from the residents and environmental activists. July 2025 - Design documentation work are underway. May 2025 - The project has been received the building permit from the Mairie de Dugny. November 2024 - A favourable opinion was issued for the implementation of the project. Q3 2024 - Digital Realty announced plans for the construction of a data center in Dugny, France. | Project work on Schedule | 1 | Not Funded / Unconfirmed | Private | Digital Realty Trust Inc | Equans SAS | DK Architectes Sarl
335528 | 335528 | 2026-05-15 05:07 | FDDS – Mussafah Data Center – Abu Dhabi | FDDS – Mussafah Data Center – Abu Dhabi | https://construction.globaldata.com/Projects/Overview/335528 | On Hold | Parent | 640 | 2019 Q2 | Awaiting Confirmation |  | Middle East and Africa | United Arab Emirates | Abu Dhabi | Abu Dhabi |  |  | Commercial & Leisure | Data Center | Data Center |  |  | New | Onshore | Future Digital Data Systems LLC (FDDS) is undertaking the construction of a data center at Mussafah in Abu Dhabi, the UAE. The project will be implemented in phases. The entire site is expected to be master-planned with a phased deployment. The first phase of the project is expected to bring to market 5-6MW of IT capacity with the Shell for phase two being completed at this stage to allow the fast fit-out deployment of the second phase of 5-6MW of IT capacity. The project involves the construction of a data center. It includes the construction of meeting rooms, conference rooms, delivery rooms, office areas, car parking facilities, landscaping, installation of security systems, and associated infrastructure facilities. Serba Dinamik Holdings Bhd (Serba Dinamik) has been awarded the main contract with a contract value of US$350 million for Phase 1A and 1B. | 24.2689 | 54.4664 | Future Digital Data Systems LLC (FDDS) is undertaking the construction of a data center at Mussafah in Abu Dhabi, the UAE. The project by Future Digital Data Systems comprises a 20-megawatt (MW) information technology data centre designed for co-location, business continuity and managed services. It will be constructed under Tier III standards for uptime and resilience. The facility is being developed as part of a phased plan that includes site acquisition, design, enabling works and foundation construction, aiming to serve both local and international organisations. The project will be implemented in phases. The entire site is expected to be master-planned with a phased deployment. The first phase of the project is expected to bring to market 5-6MW of IT capacity with the Shell for phase two being completed at this stage to allow the fast fit-out deployment of the second phase of 5-6MW of IT capacity. Total Plot Area: 160,178.48m2 The US$640 million project includes the following: 1. Phase 1A and 1B: a. Construction of a data center of 24MW b. Building works c. MEP works d. Civil works 2. Phase 2A: a. Construction of a data center of 5-6MW b. Civil works for the entire plot c. Building works d. MEP works 3. Phase 2B: a. Construction of a data center of 5-6MW b. Civil works for the entire plot c. Building works d. MEP works 4. Construction of meeting rooms 5. Construction of conference rooms 6. Construction of delivery rooms 7. Installation of security systems 8. Development of landscape areas | Colocation Data Center; Heating, ventilation and air conditioning (HVAC) | A data center is being developed at Mussafah in Abu Dhabi. It is a master plan for total information technology (IT) data center. |  | May 2026 - Mussafah Data Center: Phase 2A and 2B projects continue to be on hold. July 2025 - Mussafah Data Center: Phase 1A, 1B, 2A and 2B projects continue to be on hold. October 2024 - Mussafah Data Center: Phase 1A, 1B, 2A and 2B projects continue to be on hold. April 2024 - Mussafah Data Center: Phase 1A, 1B, 2A and 2B projects continue to be on hold. November 2023 - Mussafah Data Center: Phase 1A, 1B, 2A and 2B projects continue to be on hold. August 2023 - Mussafah Data Center: Phase 2A continues to be on hold and the time frame for its revival is unknown at this juncture. July 2023 - Mussafah Data Center: Phase 2B project continues to be on hold. December 2022 - Phase 1A and 1B project continues to be on hold. November 2022 - Mussafah Data Center: Phase 2A and Phase 2B continues to be on hold and the time frame for its revival is unknown at this juncture. June 2022 - Phase 1A and 1B project continues to be on hold. March 2022 - Phase 1A and 1B project continues to be on hold. January 2022 - As per the site visit on December 23, 2021, the project is on hold. October 2021 - Foundation works are completed on Phase 2A and 2B and piling works are completed on Phase 1A and 1B. July 2021 - The foundation works for Mussafah Data Center Phase 2A and 2B are ongoing. June 2021 - The foundation works for Mussafah Data Center Phase 1A and 1B are ongoing. May 2021 - The foundation works for Mussafah Data Center Phase 1A and 1B are ongoing. March 2021 - Construction works are expected to be commenced by the end of March 2021 for Phase 1A and 1B. January 19, 2021 - Construction works are yet to be commenced for Phase 1A and 1B. November 27, 2020 - Construction works are expected to commence in January 2021 for Phase 1A and 1B and expected to be completed by 2024. | No Major Development | 0 | Not Funded / Unconfirmed | Private | Future Digital Data Systems | QA Construct | M. Arthur Gensler Jr. & Associates Inc | Consolidated Consultants;Consolidated Consultants Group;De Leeuw Middle East;Joule Group UAE;Red Engineering
551173 | 551173 | 2026-05-14 17:37 | BUZZ HPC – GTA AI Data Center – Ontario | BUZZ HPC – GTA AI Data Center – Ontario | https://construction.globaldata.com/Projects/Overview/551173 | Planning | Parent | 40 | 2025 Q1 | 2027 Q3 | 2028 Q4 | North America | Canada | Ontario | Toronto | Greater Toronto Area |  | Commercial & Leisure | Data Center | Data Center |  | Low | New | Onshore | BUZZ HPC, a subsidiary of HIVE Digital Technologies Ltd, is planning to construct an AI Tier III colocation data center in the Greater Toronto Area, Toronto, Ontario, Canada. The project involves the construction of a 7.2MW data center. It includes the construction of data halls, server rooms and parking spaces, and a substation, and the installation of cooling systems, racks, power supply systems, and safety and security systems. It will be powered by Ontario’s clean electricity grid, and it will utilise liquid-cooling systems and be capable of supporting GPU racks of 150kW. In September 2025, BUZZ HPC announced the acquisition of the project site. Hive Cloud, Buzz offers access to Nvidia H100S, A6000S, A5000S, A40S, and H200S. | 43.8938 | -80.6178 | The project involves the construction of a 7.2MW colocation data center in Toronto, Ontario, Canada. The US$40 million project includes the following: 1. Construction of data halls 2. Construction of server rooms 3. Construction of parking spaces 4. Installation of substation 5. Installation of cooling systems 6. Installation of racks 7. Installation of power supply systems 8. Installation of safety and security systems | Colocation Data Center; Heating, ventilation and air conditioning (HVAC); Tier 3 Data Center |  |  | May 2026 - Planning activities are underway. November 2025 - Project is in early stages of development. September 2025 - BUZZ HPC announced acquisition of a data center site in the Greater Toronto Area (GTA). June 2025 - BUZZ HPC signed a site purchase agreement for a facility in the Greater Toronto Area. January 2025 - BUZZ HPC announced plans to build a data center in Toronto | No Major Development | 0 | Not Funded / Unconfirmed | Private | BUZZ HPC Ltd
477662 | 477662 | 2026-05-14 17:23 | Verne – Helsinki Data Center Expansion – Uusimaa | Verne – Helsinki Data Center Expansion – Uusimaa | https://construction.globaldata.com/Projects/Overview/477662 | Planning | Parent | 200 | 2025 Q1 | 2027 Q3 | 2029 Q4 | Europe | Finland | Uusimaa | Helsinki | Mittalinja 1 | 1260 | Commercial & Leisure | Data Center | Data Center |  | Low | Expansion | Onshore | Verne Inc. is planning to undertake the expansion of a colocation data center at Mittalinja 1, in Helsinki, Uusimaa, Finland. The project involves the expansion of a two-story, 50MW data center to 70MW. It includes the construction of server rooms, meeting rooms, an administrative building, parking and related facilities, and the installation of equipment. The project will use 100% renewable power and its waste heat will be offered to the local community It will use a liquid cooling system and renewable diesel for its backup power generators. In February 2025, Verne Inc. acquired land from Onvest. | 60.3041 | 25.1023 | The project involves the expansion of a two-story, 50MW data center to 70MW in Helsinki, Uusimaa, Finland. The US$200 million project included the following: 1. Construction of server rooms 2. Construction of meeting rooms 3. Construction of an administrative building 4. Construction of parking and related facilities 5. Installation of machinery | Colocation Data Center; Heating, ventilation and air conditioning (HVAC) |  |  | May 2026 - Planning activities are underway. October 2025 - Planning activities are underway. March 2025 - Project is in the early stage of development. Q1 2025 - Verne announced plans to expand a data center in Helsinki. | No Major Development | 0 | Not Funded / Unconfirmed | Private | Verne Global LLC
538143 | 469172 | 2026-05-14 17:21 | Ameresco/ CyrusOne/ US Navy – Naval Air Station Lemoore AI Data Center – California | Ameresco – Fresno Solar Power Plant 425 MW and Data Center – California | https://construction.globaldata.com/Projects/Overview/538143 | Planning | Sub | 440 | 2024 Q1 | 2026 Q4 | 2028 Q4 | North America | United States | California | Lemoore | 700 Avenger Ave | 93245 | Commercial & Leisure | Data Center | Data Center |  | Low | New | Onshore | The US Navy in partnership with Ameresco Inc and CyrusOne Inc is planning to build an AI enterprise data center at 700 Avenger Ave, Naval Air Station (NAS) Lemoore, California, the US. The project involves the construction of a 56,000m2 AI-optimised data center with a power consumption capacity of 100MW in five phases of 20-25MW. It includes the construction of data halls with racks, meeting rooms, office space, storage facilities and parking facilities, and the installation of power and cooling systems, safety and security systems. The facility will be co-located with dedicated onsite energy generation infrastructure, a 425MW solar farm with battery energy storage system, to be constructed by Ameresco, designed to meet the unique reliability and performance demands of advanced AI workloads. It also equipped with engine generators. It has been designed to meet FedRAMP, FISMA High, and DoD Impact Levels 5 & 6 certifications. Construction work of the first phase is expected to be completed in 2027. | 36.3008 | -119.7829 | The project involves the construction of a data center with a consumption capacity of 100MW at Naval Air Station (NAS) Lemoore in California, the US. The US$440 million project includes the following: 1. Construction of data halls with racks 2. Construction of meeting rooms 3. Construction of office space 4. Construction of storage facilities 5. Construction of parking facilities 6. Installation of power and cooling systems 7. Installation of engine generators 8. Installation of safety and security systems | Enterprise Data Center; Heating, ventilation and air conditioning (HVAC) |  |  | May 2026 - Planning activities are underway. February 2026 - Planning activities are underway. September 2025 - Ameresco is finalizing agreements with the U.S. Navy and CyrusOne for the development of the data center. November 2024 - SEA is being finalized. June 2024 - A draft environmental document (Supplemental Environmental Assessment-SEA) was published. Q1 2024 - U.S. Navy announced plans to build a data center at Naval Air Station (NAS) Lemoore. | No Major Development | 0 | Not Funded / Unconfirmed | Public/Private | Ameresco Inc;CyrusOne Inc;U.S. Navy
524277 | 524277 | 2026-05-14 17:12 | K2 Data Centres – Ballycoolin Data Ceneter Campus – Leinster | K2 Data Centres – Ballycoolin Data Ceneter Campus – Leinster | https://construction.globaldata.com/Projects/Overview/524277 | Execution | Parent | 200 | 2021 Q2 | 2022 Q1 | 2026 Q4 | Europe | Ireland | Leinster | Dublin |  |  | Commercial & Leisure | Data Center | Data Center |  |  | New | Onshore | K2 Data Centres has undertaken the construction of a Tier III colocation data center in Ballycoolin Business Park, Dublin, Ireland. The project involved the construction of two 28,986m2 data centers with a consumption capacity of 32MW. It includes the construction of data halls, a two-story office building, server rooms, a substation, 160 car parking spaces and the installation of generators and uninterruptible power supply (UPS) units, cooling systems and safety and security systems. The project is developed in two phases. Phase I (K2 Dub 4) involves the construction of six 5,139m2 data halls with a consumption capacity of 16MW data center on 1.9ha of land, and Phase II (K2 Dub 5) involves the construction of 46 data halls of 4,984m2 with a consumption capacity of 16MW data center on 1.9ha of land. The facility draws power from the utility grid connection and will use indirect evaporative cooling systems. Phase I construction was completed in 2023. | 53.3331 | -6.2489 | The project involved the construction of two 28,986m2 data centers with a consumption capacity of 32MW in Dublin, Ireland. The US$200 million project includes the following: 1. Construction of data halls 2. Construction of a two-story office building 3. Construction of server rooms 4. Construction of a substation 5. Construction of 160 car parking spaces 6. Installation of 32 generators and uninterruptible power supply (UPS) units 7. Installation of the cooling system 8. Installation of safety and security systems | Colocation Data Center; Heating, ventilation and air conditioning (HVAC); Tier 3 Data Center |  |  | May 14, 2026 - We have not been able to obtain further updates on this project. We have retained the same project stage and amended the key dates accordingly. We will update the profile as soon as we obtain any new information. October 2025 - Construction activities are underway on phase II. December 2023 - Construction activities were completed on phase I. January 2022 - Construction works are underway. Q3 2021 - K2 Data Centres announced plans to build a data center in Dublin. | Information Unavailable |  | Not Funded / Unconfirmed | Private | K2 Data Centres
537738 | 536794 | 2026-05-14 16:21 | HUT – Beacon Point AI Data Center Campus – Texas | HUT – United States Data Center Development Program – United States | https://construction.globaldata.com/Projects/Overview/537738 | EPC Award | Parent | 17000 | 2025 Q1 | 2026 Q3 | 2028 Q4 | North America | United States | Texas | Corpus Christi | Nueces County |  | Commercial & Leisure | Data Center | Data Center |  | High | New | Onshore | Hut 8 Corp. (Hut 8) is undertaking the construction of a hyperscale data center campus on 212 ha of land in Texas, the US. The project involves the construction of a data center campus with a utility capacity of 1,000MW. It includes the construction of data halls, server rooms, meeting rooms, an administrative space, an on-site substation, and parking facilities, and the installation of safety and security systems. The project will be developed in two phases, with an investment value of US$8,500 million for each phase. The first phase of the campus is engineered to NVIDIA's DSX reference architecture for gigawatt-scale AI factories. The data center will support the demand for AI and high-performance computing (HPC) workloads. The facility will draw power from the utility grid operated by Electric Reliability Council of Texas (ERCOT). It will use a closed-loop water cooling system. Hut 8 has executed an interconnection agreement for 1,000MW of utility capacity, with initial 700MW energization expected in the first quarter of 2027. The remaining 300MW is anticipated by the fourth quarter of 2028, subject to system upgrades. In May 2026, Hut 8 signed a 15-year lease with an undisclosed high-investment-grade tenant valued at US$9,800 million for 352MW of IT capacity. The tenant will deploy dedicated compute infrastructure at the campus to support AI training and inference workloads at hyperscale. The first data hall is anticipated to be completed by the third quarter of 2027. Jacobs has been appointed as the EPCM contractor, NVIDIA as the technology partner, and Vertiv as the digital infrastructure systems supplier for the first phase of the campus. Construction work on the entire campus is anticipated to be completed by the fourth quarter of 2028. | 27.7772 | -97.7929 | The project involves the construction of AI data center campus with a utility capacity of 1,000MW on 212 ha of land in Nueces County, Texas, the US. The US$17,000 million project includes the following: 1. Construction of data halls 2. Construction of server rooms 3. Construction of meeting rooms 4. Construction of an administrative space 5. Construction of on-site substation 6. Construction of parking facilities 7. Installation of safety and security systems | Heating, ventilation and air conditioning (HVAC); Hyperscale Data Center |  |  | May 2026 - Jacobs has been awarded engineering, procurement and construction management (EPCM) contract. September 2025 - Planning activities are underway. Q1 2025 - Hut 8 announced plans to build a data center in Texas. | Major Contract Awarded | 4 | Not Funded / Unconfirmed | Private | Hut 8 Corp | Jacobs Solutions Inc |  | NVIDIA Corp
536794 | 536794 | 2026-05-14 16:15 | HUT – United States Data Center Development Program – United States | HUT – United States Data Center Development Program – United States | https://construction.globaldata.com/Projects/Overview/536794 | Execution | Program | 30000 | 2024 Q1 | 2025 Q4 | 2031 Q4 | North America | United States |  |  |  |  | Commercial & Leisure | Data Center | Data Center |  |  | New | Onshore | Hut 8 Corp. (Hut 8) is undertaking the construction of four data centers across the US. The program involves the construction of four data centers across Louisiana, Texas, and Illinois with a total consumption capacity of 1,560MW. It includes the construction of data halls, server rooms, an administrative space, and the installation of generators, cooling systems, safety, and security systems. In Louisiana, the River Bend Project (site 1) includes the construction of a data center with a utility capacity of 330MW on 239ha of land, and it will use a closed-loop cooling system. Entergy Louisiana to provide an initial 330MW of utility capacity to support 245MW of critical IT load for Fluidstack. Jacobs has been appointed as the EPCM contractor and Vertiv as the digital infrastructure supplier for project. In Texas, the Beacon Point Project (site 2) includes the construction of a data center with a utility capacity of 1,000MW on 212ha of land, and it will use a closed-loop cooling system. Electric Reliability Council of Texas (ERCOT) to provide an initial 500MW of utility capacity to support 352MW of critical IT load for an undisclosed tenant. The Project 3 (site 3) in Texas will include the construction of data center with a utility capacity of 180MW and will be supported by the regional transmission operator ERCOT. The Project 4 (site 4) in Illinois will include the construction of data center with a utility capacity of 50MW and will be supported by the regional transmission operator Pennsylvania-New Jersey-Maryland Interconnection (PJM). In December 2025, construction works commenced on the River Bend Project and are scheduled to be completed in the second quarter of 2027. In May 2026, Jacobs has been retained as the EPCM contractor, NVIDIA as the technology partner, and Vertiv as the digital infrastructure systems supplier for the Beacon Point Project. The construction works are anticipated to be completed by the fourth quarter of 2028. | 39.7837 | -100.4461 | The program involves the construction of four data centers with a total consumption capacity of 1,560MW across the US. The US$ 30,000 million program includes the following: 1. Construction of data halls 2. Construction of server rooms 3. Construction of an administrative space 4. Installation of generators 5. Installation of cooling systems 6. Installation of safety and security systems | Heating, ventilation and air conditioning (HVAC) | [5 empty] | Not Funded / Unconfirmed | Private | Hut 8 Corp
415945 | 415945 | 2026-05-14 15:18 | Switch Datacenters – Amsterdam AMS6 Data Center – North Holland | Switch Datacenters – Amsterdam AMS6 Data Center – North Holland | https://construction.globaldata.com/Projects/Overview/415945 | Execution | Parent | 450 | 2023 Q3 | 2024 Q3 | 2028 Q4 | Europe | Netherlands | North Holland | Amsterdam | Aalsmeerderweg 645 | 1435 EK | Commercial & Leisure | Data Center | Data Center |  |  | New | Onshore | Switch Datacenters (SD) is undertaking the redevelopment of an existing logistics center into a colocation data center in the Schiphol area of Amsterdam, North Holland, the Netherlands. The project involves the construction of a 25,000m2 data center with a total consumption capacity of 45MW. It includes the construction of a substation, server rooms, an administrative space, the installation of generators, safety and security systems. It is being developed in multiple phases: The first phase includes the construction of a 5MW data hall, and the second phase includes the construction of a 5MW data hall. The scope of the other phases are yet to be revealed. The data center will feature more than 1MW of on-site solar generation capacity as well as a waste heat reheat scheme for the local community. The heat from the servers will be recaptured and delivered to the nearby greenhouses to facilitate the greenhouse industry to stop using fossil generator sets to grow crops/plants/flowers and as such contribute to a greener and CO2 free metropolitan region of Amsterdam. The facility is committed to operating on 100% renewable energy and will feature a hybrid dry/air cooling system. It is designed to meet 14001, ISO 27001, ISO 9001, and PCI DSS certifications. Koninklijke Van Twist and Indicon B.V. has been appointed for the generator supply contractors. Construction works are well underway for the first phase and to be completed in 2026. | 52.2724 | 4.7236 | The project involves the construction of a 25,000m2 data center with a consumption capacity of 45MW in Amsterdam, North Holland, the Netherlands. The US$450 million project includes the following: 1. Construction of a substation 2. Construction of server rooms 3. Construction of an administrative space 4. Installation of generators 5. Installation of safety and security systems | Colocation Data Center; Green data center; Heating, ventilation and air conditioning (HVAC) |  |  | May 2026 - The installation of three new generator sets has been completed. November 2025 - Construction works are underway. March 2025 - Construction works are well underway for the first phase, and the second phase is in the planning phase. April 2024 - The project received the financial closure. August 2023 - SD announced plans to construct a data center in Amsterdam. | Project work on Schedule | 1 | Not Funded / Unconfirmed | Private | Switch Datacenters
424251 | 424251 | 2026-05-14 15:09 | Douxun Tech – Putian Cloud Computing Data Center – Fujian | Douxun Tech – Putian Cloud Computing Data Center – Fujian | https://construction.globaldata.com/Projects/Overview/424251 | Execution | Parent | 422 | 2021 Q1 | 2022 Q1 |  | Asia-Pacific | China | Fujian | Putian |  |  | Commercial & Leisure | Data Center | Data Center |  |  | New | Onshore | Fujian Douxun Technology Co. Ltd (FDTCL) is constructing a data center in Licheng District, Putian City, Fujian Province, China. The project involves the construction of a data center with a 95,000m2 GFA. It also includes the construction of data rooms, server rooms, administrative spaces, and parking facilities and the installation of 5,000 racks, 100,000 servers, cooling systems, lighting, and safety equipment. The project is being developed in phases. China Nuclear Huachen Construction Engineering Co. Ltd has been appointed as the EPC contractor. | 25.454 | 119.0077 | The project involves the construction of a data center with a 95,000m2 gross floor area (GFA) in Licheng District, Putian City, Fujian Province, China. The USD422 million (CNY3,000 million) project includes the following: 1. Construction of data rooms 2. Construction of server rooms 3. Construction of an administrative office 4. Construction of parking facilities 5. Installation of 5,000 racks 6. Installation of 100,000 servers 7. Installation of cooling systems 8. Installation of lighting and safety equipment | Heating, ventilation and air conditioning (HVAC); Hyperscale Data Center | A data center is being developed in Licheng District, Putian City. The new data center will enhance the level of internet support services and provide a comprehensive data solution which enables business solutions. |  | May 14, 2026 - We have not been able to obtain further updates on this project. We have retained the same project stage and amended the key dates accordingly. We will update the profile as soon as we obtain any new information. June 25, 2025 - We have not been able to obtain further updates on this project. We have retained the same project stage and amended the key dates accordingly. We will update the profile as soon as we obtain any new information. July 2024 - Construction activities are underway. December 2023 - Construction activities are underway. November 27, 2023 - Main structure of the project has been capped. December 2022 - Construction activities are underway. Q1 2021 - FDTCL announced plans to build a data center in the Licheng District, Putian, Fujian. | Information Unavailable |  | Not Funded / Unconfirmed | Private | Fujian Douxun Technology Co Ltd | China Nuclear Huachen Construction Engineering Co Ltd
561395 | 561395 | 2026-05-14 14:35 | DH – JHB1 Data Center Campus – Johor | DH – JHB1 Data Center Campus – Johor | https://construction.globaldata.com/Projects/Overview/561395 | Execution | Parent | 80 | 2024 Q3 | 2025 Q3 | 2028 Q4 | Asia-Pacific | Malaysia | Johor | Johor Bahru | Nusa Cemerlang Industrial Park | 79200 | Commercial & Leisure | Data Center | Data Center |  |  | New | Onshore | Digital Halo is undertaking the construction of a hyperscale data center in Johor, Malaysia. The project involves the construction of a 31,697m2 data center with a capacity of 20MW. It includes the construction of data halls, meeting rooms, office space, storage facilities, a 275kV substation and parking facilities, and the installation of power and cooling systems, safety and security systems. The project will be developed in phases. The data center will support cloud services and artificial intelligence (AI) workloads. China State Construction Engineering (M) Sdn Bhd, a subsidiary of China State Construction Engineering Corporation (CSCEC) has been appointed as a main contractor. In September 2025, Digital Halo signed an energy supply agreement with Malaysian utility Tenaga Nasional Berhad (TNB) for 150MW of energy to power the data center campus. In May 2026, the digital halo has announced the topping out ceremony of its JHB1 data center. | 1.4655 | 103.7578 | The project involves the construction of a 31,697m2 data center with a capacity of 20MW in the Nusa Cemerlang Industrial Park, Johor Bahru, Malaysia. The US$80 million project includes the following: 1. Construction of data halls 2. Construction of meeting rooms 3. Construction of office space 4. Construction of storage facilities 5. Construction of parking facilities 6. Construction of a 275kV substation 7. Installation of power and cooling systems 8. Installation of safety and security systems | Heating, ventilation and air conditioning (HVAC); Hyperscale Data Center |  |  | May 2026 - Digital Halo has topped out the JHB1data center at its Johor campus in Malaysia. March 2026 - Construction works on the first phase are nearing completion. July 2025 - Construction works are underway. Q3 2024 - Digital Halo announced plans to build a data center campus in Johor, Malaysia. | Project work on Schedule | 1 | Not Funded / Unconfirmed | Private | Digital Halo | CSCEC Xinjiang Construction & Engineering (Group) Co Ltd
537038 | 537038 | 2026-05-14 10:37 | Telehouse – Marseille New Data Center Facility – Provence-Alpes-Cote d'Azur | Telehouse – Marseille New Data Center Facility – Provence-Alpes-Cote d'Azur | https://construction.globaldata.com/Projects/Overview/537038 | Planning | Parent | 782 | 2025 Q1 | 2026 Q4 | 2027 Q4 | Europe | France | Provence-Alpes-Cote d'Azur | Marseille | Located at the Sybilles business park in Les Pennes-Mirabeau |  | Commercial & Leisure | Data Center | Data Center |  | Low | New | Onshore | Telehouse is planning to undertake the construction of a new data center at the Sybilles business park in Les Pennes-Mirabeau in Marseille, Bouches-du-Rhône Department, Provence-Alpes-Cote d'Azur Region, France. The project involves the construction of a new data center with a consumption capacity of a 50MW on a 60,000m2 area. It also includes the construction of the eight-building campus, server rooms, an administrative office, parking facilities and the installation of network systems, cooling equipment and safety and security systems. The project is a part of a (EUR1 billion) investment plan. The project is scheduled to be completed by the fourth quarter of 2027. | 43.4143 | 5.251 | The project involves the construction of a new data center with a consumption capacity of a 50MW on a 60,000m2 area at the Sybilles business park in Les Pennes-Mirabeau in Marseille, Bouches-du-Rhône Department, Provence-Alpes-Cote d'Azur Region, France. The US$782 million project includes the following: 1. Construction of the eight-building campus 2. Construction of server rooms 3. Construction of an administrative office 4. Construction of parking facilities 5. Installation of network systems 6. Installation of cooling equipment 7. Installation of safety and security systems | Heating, ventilation and air conditioning (HVAC) |  |  | May 2026 - The project is facing opposition from the neighborhood associations of Les Pallières and local residents. April 2026 - The neighborhood associations of Les Pallières and local residents filed an appeal against this building permit. December 2025 - The project received building permit approval from the city council of Toulouse. November 2025 - The public inquiry activities are underway. September 2025 - The public inquiry activities launched regarding building permit. Q1 2025 - Telehouse announced plans to undertake the construction of a new data center in Marseille, France. | Project is Delayed | -3 | Not Funded / Unconfirmed | Private | Telehouse
563712 | 563712 | 2026-05-14 04:47 | Central Energy – Konin Data Center – Greater Poland Voivodeship | Central Energy – Konin Data Center – Greater Poland Voivodeship | https://construction.globaldata.com/Projects/Overview/563712 | Planning | Parent | 3500 | 2025 Q4 | 2027 Q3 | 2030 Q1 | Europe | Poland | Greater Poland Voivodeship | Konin |  |  | Commercial & Leisure | Data Center | Data Center |  | Medium | New | Onshore | Central Energy Group is planning to construct an AI hyperscale data center in Konin, Poland. The project involves the construction of a data center with a consumption capacity of 260MW. It includes the construction of data halls, server rooms, an administrative space, and the installation of generators, cooling systems, and safety and security systems. It will be developed in stages. The nearby Konin Power Station will provide electricity to the data center. The facility will be powered by a combination of nearby solar energy plants, a coal-fired plant, and battery energy storage systems (BESS). Construction is scheduled to commence in 2027. | 52.2302 | 18.2521 | The project involves the construction of a data center with a consumption capacity of 260MW in Konin, Poland. The US$3,500 million project includes the following: 1. Construction of data halls 2. Construction of server rooms 3. Construction of an administrative space 4. Installation of generators 5. Installation of cooling systems 6. Installation of safety and security systems | Heating, ventilation and air conditioning (HVAC); Hyperscale Data Center |  |  | May 2026 - The project is awaiting approvals from the local municipality. April 2026 - The developer has obtained the power connection and environmental permits for the project. Q4 2025 - Central Energy Group announced plans for the construction of a data center in Konin. | Project Awaiting Approvals | 0 | Not Funded / Unconfirmed | Private | Central Energy Group |  |  | Jones Lang LaSalle Inc
565335 | 565335 | 2026-05-14 03:36 | Retelit – Corsico Data Center – Lombardy | Retelit – Corsico Data Center – Lombardy | https://construction.globaldata.com/Projects/Overview/565335 | Execution | Parent | 150 | 2025 Q1 | 2026 Q2 | 2027 Q4 | Europe | Italy | Lombardy | Milan | Corsic |  | Commercial & Leisure | Data Center | Data Center |  |  | New | Onshore | Retelit SpA is planning to undertake the construction of an AI, colocation data center in Corsico, southwest of Milan, Italy. The project includes the construction of an 18,000m2 data center with a consumption capacity of 13.6MW. It includes data halls, server rooms, office space, and a substation and the installation of generators, a cooling system, elevators, and safety and security systems. It will use closed-loop water cooling systems, integrated with liquid cooling, to safeguard the local water table. The project is part of the three-year investment plan worth US$411 million announced last year. Once completed, it will become part of the company’s Avalon Campus ecosystem. In May 2026, construction work commenced. | 45.4345 | 9.077 | The project includes the construction of an 18,000m2 data center with a consumption capacity of 13.6MW in Corsico, southwest of Milan, Italy. The US$150 million project includes the following: 1. Construction of data halls 2. Construction of server rooms 3. Construction of office space 4. Construction of a substation 5. Installation of generators 6. Installation of a cooling system 7. Installation of elevators 8. Installation of safety and security systems | Colocation Data Center; Heating, ventilation and air conditioning (HVAC) |  |  | May 2026 - Groundbreaking ceremony held, marking construction commenced on the project. March 2025 - Retelit announced plans to construct a data center in Milan. | Construction Commenced | 4 | Not Funded / Unconfirmed | Private | Retelit SpA
563929 | 563929 | 2026-05-13 16:14 | Eastern Land/ Inch & Co – Mount Pleasant Road Data Center – Pennsylvania | Eastern Land/ Inch & Co – Mount Pleasant Road Data Center – Pennsylvania | https://construction.globaldata.com/Projects/Overview/563929 | Cancelled | Parent | 1700 | 2026 Q1 | Awaiting Confirmation | 2026 Q2 | North America | United States | Pennsylvania |  | Mount Pleasant Road | 17042 | Commercial & Leisure | Data Center | Data Center |  |  | New | Onshore | 1235 Martina Drive Owner LLC, a joint venture between Inch & Co. and Eastern Land & Resources Co., was planned to build a data center campus in South Annville Township, Lebanon County, Pennsylvania, the US. The project involved the construction of a five-building 59,460m2 colocation data center campus. It included the construction of data halls, server rooms, a substation and the installation of generators and uninterruptible power supply (UPS) units, cooling systems and safety and security systems. The facility will use a closed-loop chilled water system with air-cooled chillers. The facility will generate more than US$17 million in annual tax revenue for Lebanon County, the Annville-Cleona School District, and South Annville Township. In May 2026, the project was cancelled as the developer had withdrawn the plans. | 40.307 | -76.5153 | The project involved the construction of a five-building 59,460m2 data center campus on 40.4ha of land near Mount Pleasant Road in South Annville Township, Lebanon County, Pennsylvania, the US. The US$1,700 million project included the following: 1. Construction of data halls 2. Construction of server rooms 3. Construction of a substation 4. Installation of generators and uninterruptible power supply (UPS) units 5. Installation of the cooling system 6. Installation of safety and security systems | Colocation Data Center; Heating, ventilation and air conditioning (HVAC) |  |  | May 2026 - The project has been cancelled as the developer withdrawn the plans. April 2026 - Inch & Co. is preparing to apply for a zoning change with the South Annville Township. Q1 2026 - Inch & Co. and Eastern Land & Resources Company have announced plans to build a data center in South Annville Township. | Project has been Cancelled | -5 | Not Funded / Unconfirmed | Private | Eastern Land and Resources Co;Inch and Co |  |  | Pennsylvania Department of Transportation
504418 | 504418 | 2026-05-13 13:44 | CloudHQ – Milan MXP Campus Data Center – Lombardy | CloudHQ – Milan MXP Campus Data Center – Lombardy | https://construction.globaldata.com/Projects/Overview/504418 | Planning | Parent | 1250 | 2023 Q1 | Awaiting Confirmation |  | Europe | Italy | Lombardy | Milan | V.le Piemonte, Magenta. | 20013 | Commercial & Leisure | Data Center | Data Center |  | Low | New | Onshore | CloudHQ LLC is planning to build a data center campus in Milan, Lombardy, Italy. The project involves the construction of a 204,387m2, 240MW MXP Campus data center on 21.8ha of land. It includes the construction of an on-site substation, five data center buildings, server rooms, office spaces and parking spaces, and the installation of chillers, transformers, generators, electrical equipment, security and safety systems. It will be developed in five phases. Each phase comprises a 28,191m2 data center space with a consumption capacity of 48MW. The project secured a power purchase agreement from the transmission grid operator Terna and will use it as a power source. | 45.4687 | 8.8734 | The project involves the construction of a 204,387m2, 240MW MXP Campus data center on 21.8ha of land in Milan, Lombardy, Italy. The US$1,250 million project includes the following: 1. Construction of an on-site substation 2. Construction of server rooms 3. Construction of office spaces 4. Construction of parking spaces 5. Installation of chillers 6. Installation of transformers 7. Installation of generators 8. Installation of electrical equipment 9. Installation of security and safety systems | Colocation Data Center; Heating, ventilation and air conditioning (HVAC) |  |  | May 13, 2026 - We have not been able to obtain further updates on this project. We have retained the same project stage and amended the key dates accordingly. We will update the profile as soon as we obtain any new information. December 02, 2025 - We have not been able to obtain further updates on this project. We have retained the same project stage and amended the key dates accordingly. We will update the profile as soon as we obtain any new information. May 2025 - Planning activities are underway. February 2025 - Planning activities are underway. October 2024 - Planning activities are underway. March 2023 - CloudHQ announced plans to build a data center campus in Milan. | Information Unavailable |  | Not Funded / Unconfirmed | Private | CloudHQ LLC
476785 | 476785 | 2026-05-13 13:35 | ST Telemedia Global Data Ctrs – STT Tokyo 2 Data Centre – Chiba | ST Telemedia Global Data Ctrs – STT Tokyo 2 Data Centre – Chiba | https://construction.globaldata.com/Projects/Overview/476785 | Execution | Parent | 100 | 2021 Q1 | 2024 Q2 | 2027 Q1 | Asia-Pacific | Japan | Chiba | Chiba | Goodman Business Park, Inzai City | 270-1369 | Commercial & Leisure | Data Center | Data Center |  |  | New | Onshore | ST Telemedia Global Data Centres (STT GDC) is undertaking the construction of a Tier III data center facility within Goodman Business Park, Inzai City, Chiba Prefecture, Japan. The project involves the construction of a data center with 38MW of IT capacity. It includes the construction of server rooms, meeting rooms, administrative space, parking facilities, the installation of equipment and cooling systems, and the installation of safety and security systems. The facility is built with a high-power density of up to 12kW per rack without supplemental cooling for improved cost efficiency. It will support growing demand for next-generation AI and accelerated computing workloads. Construction works commenced in April 2024, and scheduled to be completed by the first quarter of 2027. | 35.8148 | 140.1234 | The project involves the construction of a data center with 38MW of IT capacity in Inzai City, Chiba Prefecture, Japan. The US$100 million project includes the following: 1. Construction of server rooms with racks 2. Construction of meeting rooms 3. Construction of administrative space 4. Construction of parking facilities 5. Installation of equipment 6. Installation of cooling systems 7. Installation of safety and security systems | Heating, ventilation and air conditioning (HVAC); Tier 3 Data Center |  |  | May 2026 - Mechanical and electrical systems works are underway. March 2026 - The main structural works are completed on the project. December 2025 - Construction works are underway. January 2025 - Construction activities are underway. April 2024 - A groundbreaking ceremony was held. Q1 2021 - STT announced plans to construct the STT Tokyo 2 Data Centre in Japan. | Project work on Schedule | 1 | Not Funded / Unconfirmed | Private | STT GDC Pte Ltd
565453 | 565453 | 2026-05-13 11:53 | QTS Realty – Eagle Mountain SLC1 Data Center Campus – Utah | QTS Realty – Eagle Mountain SLC1 Data Center Campus – Utah | https://construction.globaldata.com/Projects/Overview/565453 | Execution | Parent | 6000 | 2022 Q4 | 2024 Q4 | 2028 Q4 | North America | United States | Utah | Eagle Mountain | 542 E Hyperscale Wy, Fairfield | UT 84013 | Commercial & Leisure | Data Center | Data Center |  |  | New | Onshore | QTS Data Centers (QTS) is undertaking the construction of a colocation data center campus in Eagle Mountain, Utah, the US. The project involves the construction of a data center campus comprising five data center buildings on 78ha of land with the largest building is 54,999m2 and the smallest building is 53,791m2. It includes the construction of a substation, data halls, meeting rooms, office space, storage facilities, parking facilities, and the installation of safety and security systems. The facility draws power from the utility grid. It will also use a closed-loop water cooling system. Layton Construction has been appointed as the general contractor, and BZI Steel as a steel supply contractor. Construction works commenced in October 2024. | 40.2659 | -112.0332 | The project involves the construction of a data center campus comprising five data center buildings on 78ha of land in Eagle Mountain, Utah, the US. The US$6,000 million project includes the following: 1. Construction of data halls 2. Construction of a substation 3. Construction of meeting rooms 4. Construction of office space 5. Construction of storage facilities 6. Construction of parking facilities 7. Installation of safety and security systems | Colocation Data Center; Heating, ventilation and air conditioning (HVAC) |  |  | May 2026 - Construction works are underway. April 17, 2026 - The topping out of the third building was held at the site. September 2025 - Construction works commenced on the third building. October 2024 - Construction works commenced on the project. Q4 2022 - QTS announced plans to build a data center campus in Eagle Mountain City, Utah. | Project work on Schedule | 1 | Not Funded / Unconfirmed | Private | QTS Realty Trust LLC | Layton Construction Co LLC
552091 | 552091 | 2026-05-13 11:52 | Vistas Tech – Chonburi District Data Center – Chon Buri | Vistas Tech – Chonburi District Data Center – Chon Buri | https://construction.globaldata.com/Projects/Overview/552091 | Planning | Parent | 281 | 2025 Q1 | 2027 Q3 | 2030 Q1 | Asia-Pacific | Thailand | Chon Buri | Chon Buri | Amata City Chonburi Industrial Estate | 20000 | Commercial & Leisure | Data Center | Data Center |  | Medium | New | Onshore | Vistas Technology Co., Ltd, a subsidiary of China’s ZDATA Technologies Co., Ltd, is planning to undertake the construction of a colocation data center in the Amata City Chonburi Industrial Estate, Chonburi, Thailand. The project involves the construction of a data center with a consumption capacity of 80MW. It involves the construction of data halls, server rooms, meet-me-rooms, an administrative space, and the installation of generators, cooling systems, safety and security systems. | 13.4214 | 101.0016 | The project involves the construction of a data center with a consumption capacity of 80MW in Chonburi, Thailand. The US$281 million project includes the following: 1. Construction of data halls 2. Construction of server rooms 3. Construction of meet-me-rooms 4. Construction of an administrative space 5. Installation of generators 6. Installation of cooling systems 7. Installation of safety and security systems | Colocation Data Center; Heating, ventilation and air conditioning (HVAC) |  |  | May 2026 - Planning activities are underway. December 2025 - Planning activities are underway. November 11, 2025 - The Thailand Board of Investment (BOI) has approved the project. Q1 2025 - Vistas Technology announced plans for the construction of a data center in Thailand. | No Major Development | 0 | Not Funded / Unconfirmed | Private | Vistas Technology Co Ltd
555494 | 555494 | 2026-05-13 11:50 | Cipher Mining – Barber Lake Data Center – Texas | Cipher Mining – Barber Lake Data Center – Texas | https://construction.globaldata.com/Projects/Overview/555494 | Execution | Parent | 1200 | 2024 Q3 | 2025 Q2 | 2029 Q4 | North America | United States | Texas | Texas City | 951 Co Rd 204, Colorado City | TX 79512 | Commercial & Leisure | Data Center | Data Center |  |  | New | Onshore | Cipher Compute LLC, a subsidiary of Cipher Mining Inc. is undertaking the construction of a hyperscale data center at 951 Co Rd 204 in Colorado City, Texas, the US. The project involves the construction of a data center with a consumption capacity of up to 500MW on 237ha of land. It includes the construction of data halls, server rooms, a substation, and the installation of an air and liquid cooling system and safety and security systems. The project will be developed into multiple phases, delivering 244MW in Phase 1 and 56MW in Phase 2. The scope of further phases is yet to be disclosed. It has ERCOT interconnection approval of up to 300MW and includes an energized substation. Quanta Inc. has been appointed as a contractor for the project. In September 2024, the Company purchased a site to develop another wholly-owned data center in Colorado City The first phase is scheduled for completion in October 2026, followed by the entire project in 2029. | 32.3968 | -100.9146 | The project involves the construction of a data center with a consumption capacity of up to 500MW on 237ha of land in Texas, the US. The US$1,200 million project includes the following: 1. Construction of data halls 2. Construction of server rooms 3. Construction of a substation 4. Installation of an air and liquid cooling system 5. Installation of safety and security systems | Hyperscale Data Center |  |  | May 2026 - Mechanical, electrical, and networking works are underway. April 2026 - Topping out ceremony was held on the project site. February 2026 - Construction works are underway. December 2025 - Construction works on both phases are underway. September 2024 - Cipher Mining announced plans to construct a data center in Colorado City. | Project work on Schedule | 1 | Not Funded / Unconfirmed | Public | Cipher Digital Inc | Quanta Inc
452988 | 452988 | 2026-05-13 10:30 | TFRG – Xinxing Tianhe Yingke Intelligent Cloud Computing Center – Xinjiang Uyghur Autonomous Region | TFRG – Xinxing Tianhe Yingke Intelligent Cloud Computing Center – Xinjiang Uyghur Autonomous Region | https://construction.globaldata.com/Projects/Overview/452988 | Execution | Parent | 695 | 2024 Q1 | 2024 Q4 | 2027 Q2 | Asia-Pacific | China | Xinjiang Uyghur Autonomous Region |  |  |  | Commercial & Leisure | Data Center | Data Center |  |  | New | Onshore | Tianhe Yingke Zhisuan Xinxing Technology Co. Ltd (TYZXT), a subsidiary of Tianjin Fengying Technology Group Co. Ltd, is building a cloud computing center in Xinxing, Xinjiang, China. The project involves the construction of a cloud computing center on a 2ha site. It also includes the construction of an intelligent computing center, a Chaifa building, a guard building, data rooms, racks, server rooms, an administrative office, parking facilities, and the installation of racks and servers, equipment and safety and security systems. The project will be developed in two phases. Phase I will be developed with a 17,858m2 GFA, including 16,858m2 above-ground and 1,000m2 underground and includes the construction of an intelligent computing center, a Chaifa building and a guard building. | 42.4743 | 93.4447 | The project involves the construction of a cloud computing center in Xinxing, Xinjiang, China. The USD695 million (CNY5,000 million) project includes the following: 1. Construction of an intelligent computing center 2. Construction of a Chaifa building 3. Construction of a guard building 4. Construction of data rooms 5. Construction of server rooms 6. Construction of an administrative office 7. Construction of parking facilities 8. Installation of racks and servers 9. Installation of equipment and safety and security systems | Heating, ventilation and air conditioning (HVAC) |  |  | May 2026 - Construction works are underway oh phase II. April 2026 - Construction completed on phase I. August 2024 - Planning activities are underway. Q1 2024 - TYZXT announced plans to build a cloud computing center in Xinxing, Xinjiang, China. | Project work on Schedule | 1 | Not Funded / Unconfirmed | Private | Tianjin Fengying Technology Group Co Ltd
453534 | 452988 | 2026-05-13 10:30 | TFRG – Xinxing Tianhe Yingke Intelligent Cloud Computing Center: Phase II – Xinjiang Uyghur Autonomous Region | TFRG – Xinxing Tianhe Yingke Intelligent Cloud Computing Center – Xinjiang Uyghur Autonomous Region | https://construction.globaldata.com/Projects/Overview/453534 | Execution | Sub | 382 | 2024 Q1 | 2024 Q4 | 2027 Q2 | Asia-Pacific | China | Xinjiang Uyghur Autonomous Region |  |  |  | Commercial & Leisure | Data Center | Data Center |  |  | New | Onshore | Tianhe Yingke Zhisuan Xinxing Technology Co. Ltd (TYZXT), a subsidiary of Tianjin Fengying Technology Group Co. Ltd, is building a cloud computing center in Xinxing, Xinjiang, China. The project involves the construction of data rooms, racks, server rooms, racks, an administrative office and parking facilities, and the installation of servers, equipment and safety and security systems. | 42.4743 | 93.4447 | The project involves the construction of a cloud computing center in Xinxing, Xinjiang, China. The USD382 million (CNY2,761 million) project includes the following: 1. Construction of data rooms 2. Construction of racks 3. Construction of server rooms 4. Construction of an administrative office 5. Construction of parking facilities 6. Installation of servers 7. Installation of equipment and safety and security systems | Heating, ventilation and air conditioning (HVAC) |  |  | May 2026 - Construction activities are underway. June 2025 - Construction activities are underway. August 2024 - Planning activities are underway. Q1 2024 - TYZXT announced plans to build a cloud computing center in Xinxing, Xinjiang, China. | Project work on Schedule | 1 | Not Funded / Unconfirmed | Private | Tianjin Fengying Technology Group Co Ltd
452991 | 452988 | 2026-05-13 10:26 | TFRG – Xinxing Tianhe Yingke Intelligent Cloud Computing Center: Phase I – Xinjiang Uyghur Autonomous Region | TFRG – Xinxing Tianhe Yingke Intelligent Cloud Computing Center – Xinjiang Uyghur Autonomous Region | https://construction.globaldata.com/Projects/Overview/452991 | Construction Complete | Sub | 313 | 2024 Q1 | 2024 Q4 | 2026 Q2 | Asia-Pacific | China | Xinjiang Uyghur Autonomous Region |  |  |  | Commercial & Leisure | Data Center | Data Center |  |  | New | Onshore | Tianhe Yingke Zhisuan Xinxing Technology Co. Ltd (TYZXT), a subsidiary of Tianjin Fengying Technology Group Co. Ltd, has built a cloud computing center in Xinxing, Xinjiang, China. The project involved the construction of a cloud computing center with a 17,858m2 GFA, including 16,858m2 above-ground and 1,000m2 underground. It also included the construction of an intelligent computing center, a Chaifa building, a guard building, data rooms, racks, server rooms, an administrative office, parking facilities, and the installation of racks and servers, equipment and safety and security systems. | 42.4743 | 93.4447 | The project involved the construction of a cloud computing center with a 17,858m2 gross floor area (GFA) in Xinxing, Xinjiang, China. The USD313 million (CNY2,252 million) project includes the following: 1. Construction of an intelligent computing center 2. Construction of a Chaifa building 3. Construction of a guard building 4. Construction of data rooms 5. Construction of server rooms 6. Construction of an administrative office 7. Construction of parking facilities 8. Installation of racks and servers 9. Installation of equipment and safety and security systems | Heating, ventilation and air conditioning (HVAC) |  |  | April 2026 - Construction works completed on the project. June 2025 - Construction works are underway. August 2024 - Planning activities are underway. Q1 2024 - TYZXT announced plans to build a cloud computing center in Xinxing, Xinjiang, China. | Construction Completed | 5 | Not Funded / Unconfirmed | Private | Tianjin Fengying Technology Group Co Ltd
476468 | 476468 | 2026-05-13 10:18 | Equinix – Meudon P15x New Data Center – Ile-de-France | Equinix – Meudon P15x New Data Center – Ile-de-France | https://construction.globaldata.com/Projects/Overview/476468 | Design | Parent | 530 | 2024 Q1 | 2027 Q1 | 2029 Q4 | Europe | France | Ile-de-France | Meudon | 7 Avenue du Maréchal Juin, on the former PSA site | 92360 | Commercial & Leisure | Data Center | Data Center |  | High | New | Onshore | Equinix Inc is planning to build a new P15x hyperscale data center facility in Meudon, Hauts-de-Seine Department, Île-de-France Region, France. The project involves the construction of a hyperscale data center facility on a 35,000m2 area. It also includes the construction of offices, server rooms, access roads, parking facility, development of green spaces and green roofs and the installation of photovoltaic panels, equipment and cooling systems and safety and security systems. The project will be connected to RTE's high-voltage electricity network by the creation of two underground 225,000 V electrical links and to make 25.8MW of heat available. The project is known as PA13x. The project is aiming for LEED Silver level certification. Reid Brewin Architects has been appointed as the architect and the project management consultant. The project is scheduled to be completed by the fourth quarter of 2029. | 48.8138 | 2.235 | The project involves the construction of a new P15x hyperscale data center facility on a 35,000m2 area in Meudon, Hauts-de-Seine Department, Île-de-France Region, France. The US$530 million project includes the following: 1. Construction of a data center 2. Construction of offices 3. Construction of server rooms 4. Construction of access roads 5. Construction of parking facility 6. Construction of two underground 225,000 V electrical links 7. Development of green spaces and green roofs 8. Installation of equipment and cooling systems 9. Installation of photovoltaic panels on the roofs 10. Installation of safety and security systems | Heating, ventilation and air conditioning (HVAC); Hyperscale Data Center; LEED; Solar Rooftop |  |  | May 2026 - The public inquiry activities completed and simultaneously the project is awaiting environmental authorization. April 2026 - The public inquiry activities commenced. November 2025 - The project is still awaiting building permit approval from the City of Meudon. July 10, 2025 - We have not been able to obtain further updates on this project. We have retained the same project stage and amended the key dates accordingly. We will update the profile as soon as we obtain any new information. February 2025 - The project is awaiting building permit approval from the City of Meudon. Q1 2024 - Equinix Inc announced plans to build a new P15 data center facility in Meudon, France. | Project work on Schedule | 1 | Not Funded / Unconfirmed | Private | Equinix Inc |  | Reid Brewin Architects | Reid Brewin Architects
356508 | 356508 | 2026-05-13 07:04 | Batri/ Dst Innovations – Swansea Energy and Transport Hub Development – Cardiff | Batri/ Dst Innovations – Swansea Energy and Transport Hub Development – Cardiff | https://construction.globaldata.com/Projects/Overview/356508 | Planning | Parent | 7972 | 2021 Q4 | 2027 Q4 | 2040 Q1 | Europe | United Kingdom | Cardiff |  | south of the Prince of Wales Dock | SA1 | Industrial | Other Industrial Buildings | Other Industrial Buildings | Data Center; Solar PV; Townhouses | Low | New | Onshore | DST Innovations Ltd (DST) and Batri Ltd are planning to develop the energy and transport hub on the Swansea waterfront in Cardiff, Wales, the UK. The project involves the construction of a mixed-use energy and transport hub. The project will also include a 9.5km tidal lagoon, a 60,000m2 manufacturing plant to make high-tech batteries for renewable energy storage, a battery storage facility to store the renewable energy produced and power the site, a 72,000m2 floating solar array, a 94,000m2 data center storing and processing facility, residential waterfront homes for 5,000 people, floating dome structures that will become cultural and scientific centers, an oceanic research center and sluice gates, the installation of underwater turbines, 5,500 floating solar panels and generators, and the laying of transmission lines. The project will be delivered in three phases. Phase one (five years) with an investment value of US$2,300 million (GBP1,700 million) includes the construction of a battery storage facility, a battery manufacturing plant, a 5,500 floating solar farm in the Queen's Dock, a data storage center, and the installation of charging ports for electric vehicles. The proposed project will include a new tidal lagoon, which will be equipped with advanced underwater turbines capable of generating 320MW of renewable energy from a 9.5km structure. Phase two (three years) includes the construction of an oceanic and climate change research center and three visitor domes. Phase three (five years) includes the construction of affordable waterfront houses and flats for up to 5,000 people, commercial spaces, and 144 floating homes anchored in Queen's Dock. It will also include a 100MW hydrogen production facility, with an EV charging facility, a hydrogen bus refueling and vehicle maintenance center. In November 2022, an international consortium including HDR Inc as engineering consultant, Enable Infrastructure as enabling sub-contractor, Siemens and Andritz Hydro as supply contractors were appointed to deliver phase one of the project and HSBC Bank Plc as financial advisor. In March 2023, the government announced US$948,712 of funding for the tidal lagoon works. DST Group released new conceptual images in May 2024 showing elements of a project that’s set to include a tidal lagoon. There has not been any further progress on the lagoon element of the plans since then. The project will be undertaken over 12 years. | 51.6204 | -3.9278 | The project involves the construction of a mixed-use energy and transport hub on the Swansea waterfront in Cardiff, Wales, the UK. The US$7,972 million (GBP6,250 million) project includes the following: 1. Construction of a 9.5km tidal lagoon 2. Construction of a 60,000m2 manufacturing plant 3. Construction of a battery storage facility 4. Construction of a 72,000m2 floating solar array 5. Construction of a 94,000m2 data center storing and processing facility 6. Construction of an oceanic and climate change research center 7. Construction of three visitor domes 8. Construction of affordable waterfront houses and flats for up to 5,000 people 9. Construction of commercial spaces 10. Construction of 144 floating homes 11. Construction of sluice gates 12. Construction of a 100MW hydrogen production facility 13. Construction of EV charging facility 14. Construction of hydrogen bus refueling and vehicle maintenance center 15. Installation of underwater turbines 16. Installation of 5,500 floating solar panels 17. Installation of generators 18. Laying of transmission lines | EV Charging Stations; Green data center; Solar panels manufacturing | A mixed-use energy and transport hub is planned to be developed on the Swansea waterfront in Wales, south of the Prince of Wales Dock in Swansea, Cardiff. The project aims to enhance clean energy generation through the available renewable energy sources, and meet the electricity demand of the region. It will create 2,500 permanent jobs in the Swansea area, as well as support 16,000 jobs across Wales and the UK. Swansea Port Development project formerly known as Blue Eden project, also known as Swansea Energy and Transport Hub and Port Development. |  | May 2026 - Planning activities are underway. June 2025 - The project is in the planning phase. August 2024 - Planning activities are underway. March 2024 - Planning activities are underway. December 2023 - Land agreements have now been finalised between Swansea Council, DST Innovations and Batri Ltd. September 2023 - The project awaiting approval. May 2023 - DST Innovations is in ongoing discussions to assemble the land required to complete the development. April 2023 - The project awaiting planning approvals. January 2023 - Planning activities are underway. April 2022 - Planning activities are underway. Q4 2021 - DST Innovations and Batri Ltd announced plans to develop the Blue Eden tidal power plant on the Swansea waterfront in Wales. | No Major Development | 0 | Not Funded / Unconfirmed | Private | Batri Ltd;Dst Innovations Ltd |  |  | Ascona Group;HDR Inc
553487 | 553487 | 2026-05-12 17:15 | TRG Datacenters – HOU2 Data Center – Texas | TRG Datacenters – HOU2 Data Center – Texas | https://construction.globaldata.com/Projects/Overview/553487 | Execution | Parent | 340 | 2024 Q4 | 2025 Q4 | 2027 Q2 | North America | United States | Texas | Houston | 2626 Spring Cyprus Road | TX 77388 | Commercial & Leisure | Data Center | Data Center | Parking Facilities |  | New | Onshore | TRG Datacenters is undertaking the construction of an "HOU2" colocation data center campus at 2626 Spring Cyprus Road in Houston, Texas, the US. The project involves the construction of a 10,219m2 data center campus with a consumption capacity of 24MW on 4ha of land. It includes the construction of a substation, data halls, 1,858m2 office space, seven conference rooms, a break area, a kitchen, showers, and 50 parking spaces, and installation of racks and safety and security systems. It will be developed in phases. The first phase includes the construction of a 4MW data hall with 608 cabinets. The facility is committed to operating on renewable energy and will be backed up by indoor generators. It will feature a non-evaporative, closed-loop dry cooling system. It has been designed to meet SOC I Type II, SOC 2 Type II and ISO 27001 certifications. Walker Engineering Inc. and HTS Engineering Limited have been appointed as consulting engineers, Thomas Craig Construction as a main contractor, Encore Concrete Construction as a structural contractor, and CenterPoint Energy Inc as an electrical engineer. The construction works commenced in November 2025 and scheduled to be completed in the second quarter of 2027. | 30.0674 | -95.4596 | The project involves the construction of a 10,219m2 data center campus with a consumption capacity of 24MW on 4ha of land at 2626 Spring Cyprus Road in Houston, Texas, the US. The US$340 million project includes the following: 1. Construction of substations 2. Construction of data halls 3. Construction of seven conference rooms 4. Construction of break area 5. Construction of the kitchen 6. Construction of meet-me-rooms 7. Construction of 1,858m2 office space 8. Construction of 50 parking spaces 9. Installation of safety and security systems | Colocation Data Center; Green data center; Heating, ventilation and air conditioning (HVAC) |  |  | May 2026 - The final erection of tilt-walls for the first phase is completed. April 2026 - The erection of tilt-walls is underway. February 2026 - The first phase slab is completed. November 2025 - Construction works commenced. Q1 2024 - TRG Datacenters announced plans to build a data center in Texas. | Project work on Schedule | 1 | Not Funded / Unconfirmed | Private | TRG Datacenters | Thomas Craig Construction |  | CenterPoint Energy Inc;Encore Concrete Construction;HTS Engineering Limited;WALKER ENGINEERING, INC.
565450 | 565450 | 2026-05-12 11:16 | Stockland – 72-76 Cherry Lane Data Center – Victoria | Stockland – 72-76 Cherry Lane Data Center – Victoria | https://construction.globaldata.com/Projects/Overview/565450 | Planning | Parent | 2230 | 2026 Q1 | 2028 Q1 | 2030 Q4 | Asia-Pacific | Australia | Victoria | Melbourne | 72-76 Cherry Lane, Laverton North | 3026 | Commercial & Leisure | Data Center | Data Center |  | Medium | New | Onshore | Stockland Corp Ltd (Stockland) is planning to construct a data center campus in Melbourne, Australia. The project involves the construction of a data center campus with a power consumption capacity of 250MW. It includes the construction of two, two-storey data center buildings, data halls, meeting rooms, office space, storage facilities and parking facilities, and the installation of power and cooling systems, safety and security systems. | -37.8364 | 144.7974 | The project involves the construction of two, two-storey data center buildings with a power consumption capacity of 250MW at 72-76 Cherry Lane in Laverton, in Victoria, Melbourne, Australia. The US$2,230 million project includes the following: 1. Construction of data halls 2. Construction of meeting rooms 3. Construction of office space 4. Construction of storage facilities 5. Construction of parking facilities 6. Installation of power and cooling systems 7. Installation of safety and security systems | Elevator; Heating, ventilation and air conditioning (HVAC) |  |  | May 2026 - Stockland has filed for a planning permit. Q1 2026 - Stockland announced plans to build a data center campus in Melbourne. | Major Authority Clearance Submitted | 1 | Not Funded / Unconfirmed | Private | Stockland Corp Ltd
555866 | 555866 | 2026-05-12 07:45 | Cegeka – Limburg Underground Data Center Facility – Flanders | Cegeka – Limburg Underground Data Center Facility – Flanders | https://construction.globaldata.com/Projects/Overview/555866 | Planning | Parent | 47 | 2025 Q4 | 2027 Q4 | 2029 Q4 | Europe | Belgium | Flanders |  |  |  | Commercial & Leisure | Data Center | Data Center |  | Medium | New | Onshore | Cegeka NV is planning to undertake the construction of an underground data center in Limburg, Flanders Region, Belgium. The project involves the construction of an underground data center with the consumption capacity of 10-15MW. It also includes the construction of server rooms, meeting rooms, an administrative space, parking facilities and the installation of equipment and cooling systems and safety and security systems. | 50.9959 | 4.7862 | The project involves the construction of an underground data center with the consumption capacity of 10-15MW in Limburg, Flanders Region, Belgium. The US$47 million project includes the following: 1. Construction of server rooms 2. Construction of meeting rooms 3. Construction of an administrative space 4. Construction of parking facilities 5. Installation of equipment and cooling systems 6. Installation of safety and security systems | Underground Parking |  |  | May 2026 - Planning activities are underway. Q4 2025 - Cegeka NV announced plans to build an underground data center facility in Limburg, Belgium. | Project work on Schedule | 1 | Not Funded / Unconfirmed | Private | Cegeka NV
510567 | 510567 | 2026-05-12 07:45 | Anadolu Grp – KKB Anatolia Data Center: Phase II – Istanbul | Anadolu Grp – KKB Anatolia Data Center: Phase II – Istanbul | https://construction.globaldata.com/Projects/Overview/510567 | Execution | Parent | 100 | 2023 Q3 | 2025 Q3 | 2028 Q4 | Europe | Turkey | Istanbul | Istanbul |  |  | Commercial & Leisure | Data Center | Data Center |  |  | New | Onshore | Anadolu Group are undertaking the construction of a 32 MW capacity Data center, Phase 2, in Ankara, Turkey. The project involves the construction of a data center. It also includes the construction of meeting rooms, an administrative space, parking facilities, 8 white rooms, installation of safety and security systems, cameras, and control sensors. The Polen Enduestriyel Zeminler Yalitım Turizm Sanayi ve Ticaret Ltd Sti has been appointed as the flooring subcontractor, and Manco Architects has been appointed as the design consultant. | 41.0138 | 28.9497 | Anadolu Group are undertaking the construction of a 32 MW capacity Data center, Phase 2, in Ankara, Turkey. This Phase II investment will significantly enhance the capacity of the existing Anadolu Data Center, increasing energy infrastructure to 40 MVA with 2N redundancy and tripling the number of server cabinets from 1,000 to 3,000. The upgraded facility will support advanced technologies, including GPU farms and AI-as-a-Service offerings, while maintaining Tier IV operational standards and LEED Platinum environmental certification. It will serve finance institutions, fintechs, and other data-intensive sectors, aiming to consolidate Turkey’s digital sovereignty, strengthen data security within a high-safety ecosystem, and ensure sustainability through efficient cooling and resiliency systems. The US$100 million project includes the following: 1. Construction of a data center 2. Construction of meeting rooms 3. Construction of an administrative space 4. Construction of parking facilities 5. Construction of 8 white rooms 6. Installation of safety and security systems 7. Installation of cameras 8. Installation of control sensors | Heating, ventilation and air conditioning (HVAC) | A data centre is being developed in Ankara, Turkey. |  | May 2026 - The Polen Endüstriyel Zeminler Yalitim Turizm Sanayi ve Ticaret Ltd Sti has been appointed as the flooring subcontractor, and Manco Architects has been appointed as the design consultant. The construction works are progressing on the project. June 24, 2025 - Dogus Insaat Company has been awarded the main contract. | Project work on Schedule | 1 | Not Funded / Unconfirmed | Private | AG Anadolu Grubu Holding AS | Dogus Insaat Ve Ticaret AS | Manco Mimarlik AS
477633 | 477633 | 2026-05-12 07:02 | Google – Project Louie Data Center – Indiana | Google – Project Louie Data Center – Indiana | https://construction.globaldata.com/Projects/Overview/477633 | Planning | Parent | 1000 | 2024 Q4 | 2027 Q1 | 2029 Q4 | North America | United States | Indiana |  | 1598 W. State Road 42 in Mooresville | 46158 | Commercial & Leisure | Data Center | Data Center |  | Low | New | Onshore | Google LLC plans to construct a hyperscale data center campus located at Morgan Township, east of Monrovia, between Keller Hill Road, North Antioch Road, Indiana 42, and West Union Church Road in Indiana, the US. The project involves the construction of a data center comprising five buildings on 222ha of land. It includes the construction of four large buildings, one smaller building, office space, a parking facility, a loading dock, mechanical and electrical equipment, a cooling system, backup generators, and safety and security systems. The facility draws power from the utility grid operated by AES Indiana. It will use water cooling system. | 39.5904 | -86.4584 | The project involves the construction of a data center campus comprising five buildings on 222ha of land at 1598 W. State Road 42 in Mooresville in Morgan County, Indiana, the US. The US$1,000 million project includes the following: 1. Construction of four large buildings 2. Construction of one smaller building 3. Construction of office space 4. Construction of parking facility 5. Construction of a loading dock 6. Installation of mechanical and electrical equipment 7. Installation of cooling system 8. Installation of backup generators 9. Installation of safety and security systems | Heating, ventilation and air conditioning (HVAC); Hyperscale Data Center |  |  | May 2026 - Planning activities are underway. April 2026 - The Town of Monrovia is exploring annexing the land east of town in Morgan County for the data center development. December 2025 - The grid connection agreement is yet to be finalized with AES Indiana. November 2025 - People from the local community are pursuing legal action to challenge the rezoning approval. October 2025 - Planning activities are underway. September 2025 - The Morgan County Plan Commission approved for rezoning for data center development. February 2025 - Google submitted rezoning application to the Morgan County Economic Development Corporation. Q4 2024 - Google announced plans to build a data center in Morgan County. | No Major Development | 0 | Not Funded / Unconfirmed | Public | Google LLC
479708 | 479708 | 2026-05-12 07:02 | KIRAM/ SMPlus – SMX01 Data Center – Jakarta | KIRAM/ SMPlus – SMX01 Data Center – Jakarta | https://construction.globaldata.com/Projects/Overview/479708 | Execution | Parent | 300 | 2024 Q1 | 2025 Q1 | 2026 Q4 | Asia-Pacific | Indonesia | Jakarta |  | Jakarta's Central Business District |  | Commercial & Leisure | Data Center | Data Center |  |  | New | Onshore | PT. Kuningan Mas Gemilang, a joint venture between Korea Investment Real Asset Management Co., Ltd. (KIRA) and PT SMPlus Digital Investama (SM+) is undertaking the construction of a Tier IV hyperscale data center in the Jakarta Central Business District, Jakarta, Indonesia. The project involves the construction of a 15,500m2, 11-story data center with a capacity of 30MW and a white space supporting up to 2,400 racks across nine data halls. It includes nine data halls, data storage facilities, a control room, office spaces, installation generators, elevators, and installation of racks, cooling facilities, and safety and security systems. PT Acset Indonusa has been appointed as a contractor, Turner & Townsend as a project management consultant, and LG CNS as a design consultant. It plans to expand the capacity to 220MW in future phases. The facility will be operated on renewable energy, and it is equipped with 2N UPS redundancy with backup generators. It will use a liquid cooling system. This data center embraces sustainability through energy-efficient design and low Power Usage Effectiveness (PUE), while ensuring advanced security through multiple protective layers adhering to global standards. It will be built to Tier IV standards and is expected to achieve “green building” certification. In August 2025, LG Sinarmas Technology Solutions was awarded a US$72 million contract. The contract includes a wide range of services like equipment supply contractor, Mechanical, Electrical, and Plumbing (MEP) consultant, and project management consultant. In March 2025, construction works commenced. In May 2026, a topping-out ceremony was held. Construction works are scheduled to be completed by the fourth quarter of 2026. | -6.2279 | 106.8087 | The project involves the construction of a 15,500m2, 11-story data center with a capacity of 30MW in the Jakarta Central Business District, Jakarta, Indonesia. The US$300 million project includes the following: 1. Construction of nine data halls 2. Construction of a control room 3. Construction of office spaces 4. Installation of generators 5. Installation of cooling systems 6. Installation of 2,400 racks across nine data halls 7. Installation of safety and security systems | Heating, ventilation and air conditioning (HVAC); Hyperscale Data Center; Tier 4 Data Center |  |  | May 2026 - Topping of ceremony was held on SMX01 data center. November 2025 - Construction activities are underway. March 2025 - A ground-breaking ceremony was held. May 2024 - Planning activities are underway. February 12, 2024 - Korea Investment Real Asset Management Co., Ltd. (KIRA) and PT SMPlus Digital Investama (SM+) are undertaking the construction of a data center in the Jakarta Central Business District, | Project work on Schedule | 1 | Not Funded / Unconfirmed | Private | Korea Investment Real Asset Management Co Ltd;PT SMPlus Digital Investama | PT Acset Indonusa Tbk | LG CNS Co Ltd | LG Sinarmas Technology Solutions;Turner & Townsend Sdn Bhd
565001 | 565001 | 2026-05-12 05:46 | DPS Energy/ HXNT – Melaka Data Center – Melaka | DPS Energy/ HXNT – Melaka Data Center – Melaka | https://construction.globaldata.com/Projects/Overview/565001 | Planning | Parent | 1100 | 2026 Q1 | 2027 Q3 | 2030 Q4 | Asia-Pacific | Malaysia | Melaka | Malacca |  |  | Commercial & Leisure | Data Center | Data Center |  | Medium | New | Onshore | DPS Energy Sdn. Bhd., a wholly-owned subsidiary of DPS Resources Berhad, and Hangzhou Xinfengwei Network Technology Co., Ltd., an affiliate of Alibaba Group Holding Limited are planning to build a data center in Melaka, Malaysia. The project involves the construction of a data center with a consumption capacity of 180MW on 40.4ha of land. It includes the construction of data halls, server rooms, a substation and the installation of generators and uninterruptible power supply (UPS) units, cooling systems and safety and security systems. In April 2026, DPS Energy Sdn. Bhd., and Hangzhou Xinfengwei Network Technology Co., Ltd., have signed a Memorandum of Understanding (MOU. DPSE will provide land, power supply, and supporting infrastructure for the project under the MOU. | 2.196 | 102.2405 | The project involves the construction of a data center with a consumption capacity of 180MW on 40.4ha of land in Melaka, Malaysia. The US$1,100 million project includes the following: 1. Construction of data halls 2. Construction of server rooms 3. Construction of a substation 4. Installation of generators and uninterruptible power supply (UPS) units 5. Installation of the cooling system 6. Installation of safety and security systems | Heating, ventilation and air conditioning (HVAC) |  |  | May 2026 - Planning activities are underway. April 2026 - DPS Resources Berhad has signed a Memorandum of Understanding (MOU) with Hangzhou Xinfengwei Network Technology Co., Ltd. Q1 2026 - DPS Energy Sdn. Bhd. and Hangzhou Xinfengwei Network Technology Co., Ltd. have announced plans to build a data center in Melaka, Malaysia. | No Major Development | 0 | Not Funded / Unconfirmed | Private | DPS Energy Sdn Bhd;Hangzhou Xinfengwei Network Technology Co Ltd
442735 | 442735 | 2026-05-11 17:52 | MSFT – Project Rita Data Center – Georgia | MSFT – Project Rita Data Center – Georgia | https://construction.globaldata.com/Projects/Overview/442735 | Planning | Parent | 200 | 2023 Q1 | 2027 Q2 | 2029 Q4 | North America | United States | Georgia | Fayetteville | Highway 74 between Kirkley Road and the Fulton County Line | GA 30290 | Commercial & Leisure | Data Center | Data Center |  | Medium | New | Onshore | Microsoft Corporation (Microsoft) is planning to construct a data center campus on North Highway 74 between Kirkley Road in Tyrone, Fayetteville, Georgia, the US. The project involves the construction of 46,450m2 data center campus with a consumption capacity of 96MW on 58.8ha of land. It includes the construction of two one-story data center buildings, server rooms, meeting rooms, an office space, and 125 parking spaces, and the installation of safety and security systems. | 33.5145 | -84.58 | The project involves the construction of 46,450m2, two one-story data center buildings with a consumption capacity of 96MW on 58.8ha of land in Tyrone, Fayetteville, Georgia, the US. The US$200 million project includes the following: 1. Construction of server rooms 2. Construction of meeting rooms 3. Construction of an office space 4. Construction of 125 parking spaces 5. Installation of safety and security systems | Heating, ventilation and air conditioning (HVAC) |  |  | May 2026 - Microsoft will hold a community information session regarding the project. February 2026 - Microsoft has received zoning approval from the Tyrone Town Council. July 2025 - Planning activities are underway. April 2025 - Microsoft acquired land for the project. July 2024 - The project is in the process of approval. March 2024 - Planning activities are underway. Q1 2023 - Microsoft announced plans to build a data center in Tyrone. | Project work on Schedule | 1 | Not Funded / Unconfirmed | Public | Microsoft Corp
475733 | 475733 | 2026-05-11 16:41 | Prime DCS – SMF02 Data Center – California | Prime DCS – SMF02 Data Center – California | https://construction.globaldata.com/Projects/Overview/475733 | Execution | Parent | 30 | 2024 Q4 | 2026 Q2 | 2029 Q4 | North America | United States | California |  | 2408 AK Street, McClellan Park | 95652 | Commercial & Leisure | Data Center | Data Center |  |  | Expansion | Onshore | Prime Data Centers is undertaking the construct an enterprise data center in Sacramento, California, the US. The project involves the construction of a 13,935m2 data center with 18MW of critical IT load capacity on 3.13ha of land. It includes the construction of a two-story, 10,219m2 data center building, a two-story, 1,021m2 administration building, a 771m2 generator building, six data halls, an onsite substation, the installation of elevators, safety and security systems. It will be a second building on its campus in Sacramento’s McClellan Business Park. The data center will meet the demands of next-generation AI and high-performance computing workloads. The facility is committed to operating on 100% renewable energy. The power will be provided by the Sacramento Municipal Utility District. It will use a closed-loop air and liquid cooling system with with N+1 redundancy. It will offer up to 40kW per rack air-cooled and 120kW+ per rack with liquid cooling. Gensler has been appointed as an architect, BKF Services as planner, and Clune Construction as a general contractor. Construction works commenced in May 2026. | 38.6428 | -121.4068 | The project involves the construction of a 13,935m2 data center with 18MW of critical IT load capacity on 3.13ha of land at 2408 AK Street, McClellan Park, Sacramento County, California, the US. The US$30 million project includes the following: 1. Construction of a two-story, 10,219m2 data center building 2. Construction of a two-story, 1,021m2 administration building 3. Construction of a 771m2 generator building 4. Construction of six data halls 5. Construction of an onsite substation 6. Installation of elevators 7. Installation of safety and security systems | Elevator; Enterprise Data Center; Heating, ventilation and air conditioning (HVAC) |  |  | May 2026 - Ground-breaking ceremony was held on the project site marking the start of construction. January 2025 - Prime Data Centers submitted a pre-application to Sacramento County. Q4 2024 - Prime Data Centers announced plans to build a data center in Sacramento County. | Construction Commenced | 4 | Not Funded / Unconfirmed | Private | Prime Data Centers LLC | Clune Construction Company | M. Arthur Gensler Jr. & Associates Inc | BKF Engineers
357044 | 357044 | 2026-05-11 15:44 | Yondr Grp – Wexham Road Hyperscale Data Center Campus – Slough | Yondr Grp – Wexham Road Hyperscale Data Center Campus – Slough | https://construction.globaldata.com/Projects/Overview/357044 | Construction Complete | Parent | 1000 | 2020 Q2 | 2023 Q1 | 2026 Q2 | Europe | United Kingdom | Slough | Slough | 16 Wexham Road | SL2 5NT | Commercial & Leisure | Data Center | Data Center |  |  | Redevelopment | Onshore | Yondr Group Limited (Yondr) has undertaken the construction of a hyper-scale data center campus at 16 Wexham Road in Slough, the UK. The project involved the construction of a 41,300m2, 100MW hyper-scale data center campus comprising two buildings with a floor area of 41,300m2. It includes the construction of server rooms, meeting rooms, administrative space, main entrance gatehouse, external plant compounds, a site-wide substation, a mechanical yard, parking facilities, and the installation of safety and security systems. The project will be developed in three phases. The first and second phases involve the construction of a 30MW data center facility each, and the third phase includes the construction of four data halls over two stories with a consumption capacity of 40MW. The facility will be powered by renewable energy, and it aims to achieve a BREEAM certificate. Scott Brownrigg has been appointed as the architect for the project. In April 2021, Yondr submitted a planning application to Slough Borough Council and received approvals in September 2021. In September 2022, Yondr appointed ISG Ltd as the construction contractor with a contract value of US$442 million. In January 2023, construction activities commenced on the first phase of the project. In December 2023, Yondr appointed ISG Ltd as the construction contractor for the second phase of the project. In June 2024, the first phase of the project was completed. In April 2025, construction of the second phase was completed. In February 2026, Yondr secured US$532 million in green ABS funding under its Green Finance Framework. In May 2026, construction works on the third phase were completed. | 51.5129 | -0.58139 | The project involved the construction of a 41,300m2, 100MW hyper-scale data centre campus at 16 Wexham Road in Slough, the UK. The US$1,000 million project included the following: 1. Construction of three data center buildings 2. Construction of server rooms 3. Construction of meeting rooms 4. Construction of an administrative space 5. Construction of parking facilities 6. Construction of the main entrance gatehouse 7. Construction of external plant compounds 8. Construction of a site-wide substation and mechanical yard 9. Installation of safety and security systems | BREEAM; Heating, ventilation and air conditioning (HVAC); Hyperscale Data Center |  |  | May 2026 - Construction works completed on third building. March 2026 - Construction activities are underway on the third building. February 2026 - Yondr secured US$532 million in green ABS funding under its Green Finance Framework. August 2025 - Construction works are underway. April 2025 - Second phase construction works were completed. February 2025 - Construction works are underway on third phase. August 2024 - The third phase received planning approvals from the Slough Borough Council. June 2024 - The first phase of the project was completed. April 2024 - Construction works are underway on second phase. December 2023 - ISG Ltd has been appointed as the contractor for the second phase of the project. October 2023 - Construction activities are underway January 2023 - Construction activities commenced on the project. September 2022 - ISG Ltd was appointed as the construction contractor. April 2022 - Pre-design activities are underway. January 2022 - Pre-design activities are underway. September 2021 - Yondr received planning approvals. April 2021 - Yondr submitted a planning application to Slough Borough Council. Q2 2020 - Yondr announced plans to develop a hyper-scale data center campus in Slough. | Construction Completed | 5 | Not Funded / Unconfirmed | Private | Yondr Group Ltd | ISG Ltd | Scott Brownrigg
469529 | 357044 | 2026-05-11 15:44 | Yondr Grp – Wexham Road Hyperscale Data Center Campus: Phase III – Slough | Yondr Grp – Wexham Road Hyperscale Data Center Campus – Slough | https://construction.globaldata.com/Projects/Overview/469529 | Construction Complete | Sub | 400 | 2020 Q2 | 2025 Q1 | 2026 Q2 | Europe | United Kingdom | Slough | Slough | 16 Wexham Road | SL2 5NT | Commercial & Leisure | Data Center | Data Center |  |  | New | Onshore | Yondr Group Ltd (Yondr) has undertaken the construction of a hyperscale data center on the site of a former paint factory at 16 Wexham Road in Slough, the UK. The project involved the construction of a 25,100m2 hyperscale data center with a consumption capacity of 40MW. It included the construction of four data halls with a two-story range, a substation, server rooms, an administrative facility, and car parking spaces, and the installation of a cooling system, solar panels on the roof, and safety and security systems. The facility will be powered by renewable energy and it aims to achieve a BREEAM certificate. ISG Ltd has been appointed as the project contractor. In February 2026, Yondr secured US$532 million in green ABS funding under its Green Finance Framework. In May 22026, construction works were completed. | 51.5129 | -0.58139 | The project involved the construction of a 25,100m2 hyperscale data center with a consumption capacity of 40MW on the site of a former paint factory at 16 Wexham Road in Slough, the UK. The US$400 million project included the following: 1. Construction of four data halls with a two-story range 2. Construction of a substation 3. Construction of server rooms 4. Construction of an administrative facility 5. Construction of car parking spaces 6. Installation of a cooling system 7. Installation of safety and security systems 8. Installation of solar panels on the roof | BREEAM; Heating, ventilation and air conditioning (HVAC); Hyperscale Data Center; Solar Rooftop |  |  | May 2026 - Construction works were completed. March 2026 - Construction activities are underway. February 2026 - Yondr secured US$532 million in green ABS funding under its Green Finance Framework. September 2025 - Construction activities are underway. February 2025 - Construction activities are underway. February 12, 2025 - Groundbreaking ceremony was held, marking the start of construction. October 2024 - Pre-design activities are underway. August 2024 - Yondr received planning approvals from the Slough Borough Council. February 2023 - Planning activities are underway. July 2022 - Planning activities are underway. Q2 2020 - Yondr announced plans to develop a hyperscale data center campus in Slough. | Construction Completed | 5 | Not Funded / Unconfirmed | Private | Yondr Group Ltd | ISG Ltd | Scott Brownrigg
551969 | 551969 | 2026-05-11 11:11 | Yandex DC MO – Mozhaisk Data Center – Moscow Oblast | Yandex DC MO – Mozhaisk Data Center – Moscow Oblast | https://construction.globaldata.com/Projects/Overview/551969 | Planning | Parent | 195 | 2025 Q1 | 2026 Q4 | 2027 Q4 | Europe | Russia | Moscow Oblast | Mozhaysk | Zachatye Village | 143251 | Commercial & Leisure | Data Center | Data Center |  | Medium | New | Onshore | Yandex DC MO is planning to build a data center near Moscow, Russia. The project involves the construction of server rooms, meeting rooms, an administrative space, parking and related facilities, and the installation of equipment. The project will create 100 jobs in the region. | 55.5019 | 36.0272 | The project involves the construction of a data center in Zachatye Village of the Mozhaisk District in Moscow Oblast, Russia. The US$195 million project includes the following: 1. Construction of server rooms 2. Construction of meeting rooms 3. Construction of an administrative space 4. Construction of parking facilities 5. Construction of related facilities 6. Installation of equipment |  |  |  | May 2026 - Planning activities are underway. November 2025 - Planning activities are underway. Q1 2025 - Yandex DC MO announced plans for the construction of a data center in Moscow Oblast, Russia. | Project work on Schedule | 1 | Not Funded / Unconfirmed | Private | Yandex DC MO LLC
564053 | 564053 | 2026-05-11 07:44 | APLD – Delta Forge 1 Data Center Campus – Louisiana | APLD – Delta Forge 1 Data Center Campus – Louisiana | https://construction.globaldata.com/Projects/Overview/564053 | Execution | Parent | 3600 | 2025 Q3 | 2026 Q1 | 2029 Q4 | North America | United States | Louisiana | Alexandria | land at James Road & LA-12, near Boyce | 71409 | Commercial & Leisure | Data Center | Data Center |  |  | New | Onshore | Applied Digital is undertaking the construction of a hyperscale AI data center campus on land near Boyce in Rapides Parish, Alexandria, Louisiana, the US. The site is located along I-49. The project involves the construction of a data center with an initial 430MW of total utility power, enabling up to 300 MW of critical IT load capacity. It includes the construction of data halls, server rooms, a substation and the installation of generators and uninterruptible power supply (UPS) units, racks and safety and security systems. It will be developed in phases. The initial phase includes the construction of two 150MW facilities on 202.3ha of land. The project is also known as "Project Lightning". Cleco Power LLC was appointed as the planner. The facility will utilize a closed-loop cooling system. Construction commenced in January 2026, and the first phase is scheduled to be completed by the third quarter of 2027. In February 2026, the England Authority approved the creation of an England District Subdistrict No. 4 in Rapides Parish. In April 2026, Applied Digital entered into a lease agreement with a new US-based high-investment-grade hyperscaler at its 430MW AI Factory campus. It is a 15-year lease term and covers 300MW of critical IT load, purpose-built to support the hyperscale’s artificial intelligence (AI) and high-performance compute (HPC) infrastructure. | 31.3789 | -92.6836 | The project involves the construction of a data center with a consumption capacity of 430MW on land near Boyce in Rapides Parish, Alexandria, Louisiana, the US. The US$3,600 million project includes the following: 1. Construction of data halls 2. Construction of server rooms 3. Construction of a substation 4. Installation of generators and uninterruptible power supply (UPS) units 5. Installation of the racks 6. Installation of safety and security systems | Heating, ventilation and air conditioning (HVAC); Hyperscale Data Center |  |  | May 2026 - Construction works are underway on the first phase. April 2026 - Applied Digital signed a 300MW lease agreement with a US-based hyperscaler. January 2026 - A groundbreaking ceremony was held marking the start of construction. Q3 2025 - Applied Digital announced plans to build a data center in Alexandria, Louisiana. | Project work on Schedule | 1 | Not Funded / Unconfirmed | Private | Applied Digital Corp |  |  | Cleco Power LLC
512215 | 512215 | 2026-05-11 07:07 | HBFST – Chifeng Harqin Banner Fengneng Supercomputing Center – Inner Mongolia | HBFST – Chifeng Harqin Banner Fengneng Supercomputing Center – Inner Mongolia | https://construction.globaldata.com/Projects/Overview/512215 | Execution | Parent | 486 | 2024 Q1 | 2025 Q2 | 2029 Q1 | Asia-Pacific | China | Inner Mongolia | Chifeng |  |  | Commercial & Leisure | Data Center | Data Center |  |  | New | Onshore | Harqin Banner Fengneng Supercomputing Technology Co. Ltd (HBFSTL) is constructing a computing center in Chifeng City, Inner Mongolia, China. The project involves the construction of a computing center on a 14.6ha site area with a 105,000m2 GFA. It also includes the construction of a 3000P intelligent computing center, data rooms, server rooms, an administrative office, and parking facilities, and the installation of racks and safety and security systems. The project is being developed in two phases. Phase I involves the construction of a computing center on 1.3ha of land, and Phase II involves the construction of a computing center on 1.3ha of land. | 42.2683 | 118.9636 | The project involves the construction of a computing center on a 14.6ha site area with a 105,000m2 gross floor area (GFA) in Chifeng City, Inner Mongolia, China. The US$486 million project includes the following: 1. Construction of data rooms 2. Construction of server rooms 3. Construction of an administrative office 4. Construction of parking facilities 5. Installation of racks 6. Installation of safety and security systems | Heating, ventilation and air conditioning (HVAC) |  |  | May 2026 - Construction activities are underway on Phase I of the project. July 2025 - Construction activities are underway on Phase I of the project. May 2025 - Construction commenced on Phase I of the project. Q1 2024 - SZCICT announced plans to build a computing center Chifeng City, Inner Mongolia. | Project work on Schedule | 1 | Not Funded / Unconfirmed | Private | Harqin Banner Fengneng Supercomputing Technology Co Ltd
512532 | 512215 | 2026-05-11 07:05 | HBFST – Chifeng Harqin Banner Fengneng Supercomputing Center: Phase I – Inner Mongolia | HBFST – Chifeng Harqin Banner Fengneng Supercomputing Center – Inner Mongolia | https://construction.globaldata.com/Projects/Overview/512532 | Execution | Sub | 200 | 2024 Q1 | 2025 Q2 | 2028 Q4 | Asia-Pacific | China | Inner Mongolia | Chifeng |  |  | Commercial & Leisure | Data Center | Data Center |  |  | New | Onshore | Harqin Banner Fengneng Supercomputing Technology Co. Ltd (HBFSTL) is constructing a computing center in Chifeng City, Inner Mongolia, China. The project involves the construction of a computing center on 1.3ha of land. It also includes the construction of an intelligent computing center, data rooms, server rooms, an administrative office, and parking facilities, and the installation of racks and safety and security systems. | 42.2683 | 118.9636 | The project involves the construction of a computing center on 1.3ha of land in Chifeng City, Inner Mongolia, China. The US$200 million project includes the following: 1. Construction of data rooms 2. Construction of server rooms 3. Construction of an administrative office 4. Construction of parking facilities 5. Installation of racks 6. Installation of safety and security systems | Heating, ventilation and air conditioning (HVAC) |  |  | May 2026 - Construction activities are underway. July 2025 - Construction activities are underway. May 2025 - Construction commenced. Q1 2024 - HBFSTL announced plans to build a computing center Chifeng City, Inner Mongolia. | Project work on Schedule | 1 | Not Funded / Unconfirmed | Private | Harqin Banner Fengneng Supercomputing Technology Co Ltd
512536 | 512215 | 2026-05-11 07:03 | HBFST – Chifeng Harqin Banner Fengneng Supercomputing Center: Phase II – Inner Mongolia | HBFST – Chifeng Harqin Banner Fengneng Supercomputing Center – Inner Mongolia | https://construction.globaldata.com/Projects/Overview/512536 | Planning | Sub | 286 | 2024 Q1 | 2026 Q4 | 2028 Q2 | Asia-Pacific | China | Inner Mongolia | Chifeng |  |  | Commercial & Leisure | Data Center | Data Center |  | Medium | New | Onshore | Harqin Banner Fengneng Supercomputing Technology Co. Ltd (HBFSTL) is planning to construct a computing center in Chifeng City, Inner Mongolia, China. The project involves the construction of a computing center on 13.3ha of land. It also includes the construction of an intelligent computing center, data rooms, server rooms, an administrative office, and parking facilities, and the installation of racks and safety and security systems. | 42.2683 | 118.9636 | The project involves the construction of a computing center on 13.3ha of land in Chifeng City, Inner Mongolia, China. The US$286 million project includes the following: 1. Construction of data rooms 2. Construction of server rooms 3. Construction of an administrative office 4. Construction of parking facilities 5. Installation of racks 6. Installation of safety and security systems | Heating, ventilation and air conditioning (HVAC) |  |  | May 2026 - Planning activities are underway. July 2025 - Planning activities are underway. Q1 2024 - HBFSTL announced plans to build a computing center Chifeng City, Inner Mongolia. | Project work on Schedule | 1 | Not Funded / Unconfirmed | Private | Harqin Banner Fengneng Supercomputing Technology Co Ltd
564453 | 564453 | 2026-05-11 06:48 | Pace Ai Infrastructure – Lone Star Data Center Project – Texas | Pace Ai Infrastructure – Lone Star Data Center Project – Texas | https://construction.globaldata.com/Projects/Overview/564453 | Planning | Parent | 200 | 2026 Q1 | 2027 Q3 | 2030 Q4 | North America | United States | Texas |  |  | 79739 | Commercial & Leisure | Data Center | Data Center |  | Medium | New | Onshore | Pace AI Infrastructure is planning to build a hyperscale AI data center in Glasscock County, Texas, the US. The project involves the construction of a data center with a consumption capacity of 100MW. It includes the construction of data halls, server rooms, a substation and the installation of generators and uninterruptible power supply (UPS) units, cooling systems and safety and security systems. The facility will secure grid energy from Texas power provider ERCOT. | 31.864 | -101.4811 | The project involves the construction of a data center with a consumption capacity of 100MW in Glasscock County, Texas, the US. The US$300 million project includes the following: 1. Construction of data halls 2. Construction of server rooms 3. Construction of a substation 4. Installation of generators and uninterruptible power supply (UPS) units 5. Installation of the cooling system 6. Installation of safety and security systems | Heating, ventilation and air conditioning (HVAC); Hyperscale Data Center |  |  | May 2026 - Planning activities are underway. Q1 2026 - Pace announced plans to build a data center in Glasscock County, Texas. | Project work on Schedule | 1 | Not Funded / Unconfirmed | Private | Pace Ai Infrastructure
565306 | 565306 | 2026-05-10 15:45 | Nscale – Sines New Data Center – Setubal | Nscale – Sines New Data Center – Setubal | https://construction.globaldata.com/Projects/Overview/565306 | Announced | Parent | 544 | 2026 Q2 | 2026 Q4 | 2027 Q4 | Europe | Portugal | Setubal |  |  |  | Commercial & Leisure | Data Center | Data Center |  | Medium | New | Onshore | Nscale is planning to construct a data center in Sines, Setubal District, Portugal. The project involves the construction of a data center with a capacity of 200MW. It includes the construction of a server building, meeting rooms, an administrative space, parking spaces and Construction of substations, and the installation of equipment and safety and security systems. | 37.961 | -8.8613 | The project involves the construction of a data center in Sines, Setubal District, Portugal. The US$544 million project includes the following: 1. Construction of a 200MW data centre 2. Construction of meeting rooms 3. Construction of an administrative space 4. Construction of parking spaces 5. Construction of substations 6. Installation of equipment 7. Installation of safety and security systems |  |  |  | Q2 2026 - Nscale announced plans to construct a data center in Sines, Portugal. | Project Plan Announced | 1 | Not Funded / Unconfirmed | Private | Nscale AS
476558 | 476558 | 2026-05-08 16:39 | ASP Data Center – Pori Ecogrid Energy Park – Satakunta | ASP Data Center – Pori Ecogrid Energy Park – Satakunta | https://construction.globaldata.com/Projects/Overview/476558 | Planning | Parent | 1048 | 2024 Q1 | 2026 Q4 | 2027 Q4 | Europe | Finland | Satakunta | Pori | Kupariteollisuuspuisto industrial area | 28100 | Commercial & Leisure | Data Center | Data Center |  | Low | New | Onshore | ASP Data Center is planning to construct a data center within the Kupariteollisuuspuisto industrial area along the Kokemaenjoki River in Pori, a city on the west coast of Finland. The area is bordered by Tampereentie, Ulvilantie, and Mastojentie. The project involves the construction of six data center buildings with an initial consumption capacity of 150MW, expandable up to 400MW on 37ha of land. It includes the construction of server rooms, control rooms, office space, administrative space, a power plant (hydrogen or biogas) and parking space, and the installation of safety and security systems. The project aims to develop energy parks to host industrial and data center development powered by renewable energy. The coastal region is undergoing several development projects and is attracting interest from players across different sectors. It will host a data center and a power plant (hydrogen or biogas) that will offer load balancing to the grid. The site will also offer waste heat to the local district heating network in East Pori. The project already secured zonal approvals and is in the process of securing final permits. In December 2025, ASP Data Center has entered into a definitive agreement to acquire the project from CompassForge Ventures. The construction works are expected to be completed by 2030. | 61.4861 | 21.7589 | The project involves the construction of six data center buildings with an initial consumption capacity of 150MW, expandable up to 400MW on 37ha of land in Pori, Satakunta, Finland. The US$1,048 million project includes the following: 1. Construction of server rooms 2. Construction of control rooms 3. Construction of office space 4. Construction of administrative space 5. Construction of six data center buildings 6. Construction of a power plant (hydrogen or biogas) 7. Construction of parking space 8. Installation of safety and security systems | Heating, ventilation and air conditioning (HVAC) |  |  | May 2026 - Planning works are underway. December 2025 - ASP Data Center has entered into a definitive agreement to acquire the project from CompassForge Ventures. November 2025 - Planning works are underway. March 2025 - The initial design and permitting processes have started. Q1 2024 - CompassForge Ventures, Ecogrid.Energy and NCC announced plans to construct a data center in Pori. | No Major Development | 0 | Not Funded / Unconfirmed | Private | ASP Data Center | NCC AB
565046 | 565046 | 2026-05-08 16:38 | atNorth – FIN02 Data Center Expansion – Uusimaa | atNorth – FIN02 Data Center Expansion – Uusimaa | https://construction.globaldata.com/Projects/Overview/565046 | EPC Award | Parent | 150 | 2025 Q1 | 2026 Q3 | 2027 Q3 | Europe | Finland | Uusimaa | Espoo | Sinimäentie | 2180 | Commercial & Leisure | Data Center | Data Center |  | High | Expansion | Onshore | atNorth ehf is planning to undertake the expansion of the existing data center at Sinimaentie 6, in Espoo, Finland. The project involves the construction of a five-story data center building on an 11,200m2 area. It includes data halls, server rooms, office space, and a substation and the installation of generators, a cooling system, elevators, and safety and security systems. Once the project is complete, the facility will have a total gross capacity of 45MW. In May 2026, Skanska secured a US$117 million construction contract from atNorth. | 60.2098 | 24.7385 | The project involves the construction of a five-story data center building on an 11,200m2 area at Sinimaentie 6, in Espoo, Finland. The US$150 million project includes the following: 1. Construction of data halls 2. Construction of server rooms 3. Construction of office space 4. Construction of a substation 5. Installation of generators 6. Installation of a cooling system 7. Installation of elevators 8. Installation of safety and security systems | Heating, ventilation and air conditioning (HVAC) |  |  | May 2026 - Skanska secured a US$117 million construction contract from atNorth. April 2026 - Core shell work and preparatory work are underway. March 2025 - atNorth ehf announced plans to construct a data center in Espoo. | Major Contract Awarded | 4 | Not Funded / Unconfirmed | Private | atNorth ehf | Skanska EMV AS
474877 | 474877 | 2026-05-08 16:31 | NTT – Belt Line Road Data Center – Texas | NTT – Belt Line Road Data Center – Texas | https://construction.globaldata.com/Projects/Overview/474877 | Planning | Parent | 250 | 2023 Q3 | 2027 Q1 | 2028 Q1 | North America | United States | Texas | Lancaster | Northwest corner of Sunrise and Belt Line roads | TX 75146 | Commercial & Leisure | Data Center | Data Center |  | Low | New | Onshore | NTT Global Data Centers Americas Inc. is planning to construct a colocation data center in Lancaster, Texas, the US. The project involves the construction of a 20,903m2 data center on 43.7ha of land. It also includes the construction of an office space, server rooms, meeting rooms, parking facilities and the installation of safety and security systems. The project will create 27 jobs. The project is scheduled for completion in January 2028. | 32.5886 | -96.7037 | The project involves the construction of a 20,903m2 data center on 43.7ha of land on the northwest corner of Sunrise and Belt Line roads in Lancaster, Texas, the US. The US$250 million project includes the following: 1. Construction of an office space 2. Construction of server rooms 3. Construction of meeting rooms 4. Construction of parking facilities 5. Installation of safety and security systems | Colocation Data Center; Heating, ventilation and air conditioning (HVAC) |  |  | May 08, 2026 - We have not been able to obtain further updates on this project. We have retained the same project stage and amended the key dates accordingly. We will update the profile as soon as we obtain any new information. November 05, 2025 - We have not been able to obtain further updates on this project. We have retained the same project stage and amended the key dates accordingly. We will update the profile as soon as we obtain any new information. January 2025 - Planning activities are underway. December 2024 - The City Council has approved an economic development agreement for the project. Q3 2023 - NTT announced plans to build a data center in Texas. | Information Unavailable |  | Not Funded / Unconfirmed | Private | NTT Global Data Centers Americas
491553 | 491553 | 2026-05-08 16:12 | CloudBurst Data – San Marcos Data Center Campus – Texas | CloudBurst Data – San Marcos Data Center Campus – Texas | https://construction.globaldata.com/Projects/Overview/491553 | Execution | Parent | 14500 | 2024 Q3 | 2025 Q4 | 2029 Q4 | North America | United States | Texas | San Marcos | 2955 Francis Harris Lane, between the city limits of San Marcos and New Braunfels in Hays and Guadalupe Counties | 78130 | Commercial & Leisure | Data Center | Data Center |  |  | New | Onshore | CloudBurst Data Centers Inc. is undertaking the construction of a hyperscale data center campus in Texas, the US. The project involves the construction of a 278,709m2 data center campus on 286ha of land. It includes the construction of 10 to 12, 83,613m2 data center buildings, 9,290m2 office space, data halls, storage space, and parking facilities, and the installation of equipment, safety and security systems. The project is developed in three phases. The first phase includes the construction of a 50MW data center. The primary power will be behind-the-meter natural gas generation. CloudBurst has secured a long-term natural gas supply agreement with Energy Transfer’s Oasis Pipeline, providing up to 450,000 MMBtu per day, enough to generate more than 1.8GW of on-site power for the campus. The facility will support AI and high-performance computing (HPC) workloads. It will use advanced cooling technologies involving a closed-loop cooling solution (Water + Glycol). Evolve Holdings has been appointed as the design-build contractor, and Ryan, LLC as a consultant. Construction commenced on the first phase in November 2025 which is scheduled to be completed in the fourth quarter of 2026. Construction works are on the second phase is expected to start in 2027 and anticipated to be completed by 2028, and construction works on the third phase is expected to start in 2028 and anticipated to be completed by 2029. | 29.8833 | -97.9414 | The project involves the construction of a data center campus with a consumption capacity of 1.2GW on 286ha of land in New Braunfels corridor, in Hays and Guadalupe Counties in San Marcos, Texas, the US. The US$14,500 million project includes the following: 1. Construction of 10 to 12 data center building spanning 83,613m2 2. Construction of 9,290m2 office space 3. Construction of data halls 4. Construction of storage space 5. Construction of parking facilities 6. Installation of equipment 7. Installation of safety and security systems | Green data center; Heating, ventilation and air conditioning (HVAC); Hyperscale Data Center |  |  | May 2026 - The Guadalupe County Commissioners Court approved a tax abatement agreement worth $500 million with Cloudburst Data Center. December 2025 - Construction activities are underway. November 2025 - A groundbreaking ceremony was held marking the start of construction. April 2025 - Planning activities are underway. Q3 2024 - CloudBurst Data Centers announced plans to build a data center campus in Texas. | Project work on Schedule | 1 | Not Funded / Unconfirmed | Private | CloudBurst Data Centers | Evolve Infrastructure Solutions LLC | Evolve Infrastructure Solutions LLC | Ryan, LLC
565154 | 565154 | 2026-05-08 13:38 | O'Leary Ven/ West GenCo – Wonder Valley Utah AI Data Center Campus – Utah | O'Leary Ven/ West GenCo – Wonder Valley Utah AI Data Center Campus – Utah | https://construction.globaldata.com/Projects/Overview/565154 | Planning | Parent | 6000 | 2026 Q1 | 2028 Q1 | 2038 Q4 | North America | United States | Utah |  | between Locomotive Valley and Hansel Valley |  | Commercial & Leisure | Data Center | Data Center |  | Medium | New | Onshore | O’Leary Digital in joint venture with West GenCo LLC plans to construct a hyperscale AI data center campus in the Golden Spike District of Box Elder County, Utah, the US. The project involves the construction of a data center campus with an initial IT load capacity of 3,000MW on 16,187ha of land and can be eventually scaled up to approximately 9,000MW. It includes the construction of an on-site power generation using natural gas sourced via the Ruby Pipeline, data halls, meeting rooms, office space, storage facilities, parking facilities, the installation of mechanical equipment, safety and security systems. The project will be developed in phases. The first phase would be built in Hansel Valley, and the second phase would be built in Locomotive Springs. The facility will use advance air-cooling and liquid-cooling systems. The campus is positioned to support hyperscale AI training workloads, with explicit alignment to emerging architectures such as 800G and 1.6T optical interconnects and co-packaged optics (CPO). It will also support secure, high-performance computing environments aligned with enterprise and mission-critical applications. Gensler has been appointed as an architect and master planner, Clayco as a general contractor, KPMG as a financial advisor, Kent Corporate Holdings Ltd as design consultant, and InPwr Inc. as an electrical engineer. West GenCo LLC will oversee permitting and state-level regulatory coordination for the project. O’Leary Digital to sign a deal with TallGrass Energy for natural gas utility service through a connection to the Ruby Pipeline. The project would take about 10 years to fully build. | 41.1477 | -114.1188 | The project involves the construction of a data center campus with an initial IT load capacity of 3,000MW on 16,187ha of land and can be eventually scaled up to approximately 9,000MW in Box Elder County, centered in Hansel Valley, Utah, the US. The US$6,000 million project includes the following: 1. Construction of data halls 2. Construction of meeting rooms 3. Construction of office space 4. Construction of storage facilities 5. Construction of parking facilities 6. Installation of mechanical equipment 7. Installation of safety and security systems | Heating, ventilation and air conditioning (HVAC); Hyperscale Data Center |  |  | May 2026 - Box Elder County Commission is reviewing the proposal. February 2026 - O'Leary Digital announced plans to build a data center campus in Box Elder County, Utah. | Project work on Schedule | 1 | Not Funded / Unconfirmed | Private | O'Leary Ventures;West GenCo LLC | Clayco Inc | Kent Corporate Holdings Ltd;M. Arthur Gensler Jr. & Associates Inc | InPwr Inc;M. Arthur Gensler Jr. & Associates Inc
565283 | 565283 | 2026-05-08 13:20 | AVAX One Tech – Calgary AI Data Center – Alberta | AVAX One Tech – Calgary AI Data Center – Alberta | https://construction.globaldata.com/Projects/Overview/565283 | Design | Parent | 26 | 2026 Q1 | 2026 Q3 | 2027 Q1 | North America | Canada | Alberta | Calgary | 4-31 Battery site |  | Commercial & Leisure | Data Center | Data Center |  | Medium | New | Onshore | AVAX One Technology Ltd (AVAX One) announced plans to build a Tier III edge data center in Calgary, Alberta, Canada. The project involves the construction of an off-grid natural gas-powered AI and high-performance computing (HPC) data center data center with a power consumption capacity of 10MW. It includes the construction of data halls, meeting rooms, office space, storage facilities and parking facilities, and the installation of power and cooling systems, safety and security systems. Primary power will come from natural gas generation, supplemented by AESO grid interconnection (where viable), Battery Energy Storage Systems (BESS) for ride-through and frequency regulation, and diesel backup for final-tier redundancy. In April 2026, AVAX One has signed a Front End Engineering & Design (FEED) proposal with BlueFlare Energy Solutions, Inc. Under the terms of the engagement BlueFlare will lead the FEED study, which will establish the technical foundation, regulatory pathway, and project cost framework required to advance the facility toward a final investment decision. Furthermore, AVX executed of a Letter of Intent with BlueFlare for the development of powered land capable of supporting the facility. in May 2026, ASCENT Consulting Ltd has been selected to lead engineering and design on the facility. Under the terms of the engagement ASCENT will lead the foundational engineering and design products that anchor the project, including the Design Basis Memorandum, project schedule, plot plan, preliminary 3D model, electrical equipment power distribution block diagram, and system architecture and communication drawings. The construction works are expected to be completed in the first quarter of 2027. | 51.0501 | -114.0853 | The project involves the construction of a data center with a power consumption capacity of 10MW within 80km of Calgary, Alberta, Canada. The Us$26 million project includes the following: 1. Construction of data halls 2. Construction of meeting rooms 3. Construction of office space 4. Construction of storage facilities 5. Construction of parking facilities 6. Installation of power and cooling systems 7. Installation of safety and security systems | Edge Data Center; Heating, ventilation and air conditioning (HVAC); Tier 3 Data Center |  |  | May 2026 - ASCENT Consulting Ltd has been selected to lead engineering and design on the project. April 20, 2026 - AVAX One executed a Letter of Intent with BlueFlare Energy Solutions Inc. for the development of powered land capable of supporting the facility. April 07, 2026 - BlueFlare Energy Solutions, Inc appointed to lead the Front End Engineering & Design (FEED) study. Q1 2026 - AVAX One announced plans to build AI/HPC Edge Compute facility in Calgary. | Project work on Schedule | 1 | Not Funded / Unconfirmed | Private | AVAX One Technology Ltd |  | Ascent Consulting Ltd | Blue Flare
538730 | 538730 | 2026-05-08 13:11 | Edc One – Pego Data Center – Santarem | Edc One – Pego Data Center – Santarem | https://construction.globaldata.com/Projects/Overview/538730 | Planning | Parent | 8176 | 2025 Q3 | 2027 Q2 | 2028 Q2 | Europe | Portugal | Santarem |  | Pego Industrial Zone. |  | Commercial & Leisure | Data Center | Data Center |  | Medium | New | Onshore | EDC ONE Lda plans to construct a data center in Pego, Santarém, Portugal. The project involves the construction of a data center with a capacity of 800MW, office accommodations, and parking facilities, a processing and storage center for large volumes of computer data, power, and cooling systems, and the installation of security systems and optical cables. The project will be developed in three phases, The first phase of the project will have a capacity of 300MW and will operate on brownfield sites, which will undergo a large-scale refurbishment of existing buildings on the site. The capacity is planned to be expanded from 300 MW to 800 MW by the end of the third phase. The project has received municipal-level support and tax incentive approvals from Abrantes City Council. | 38.7167 | -8.6833 | The project involves the construction of a data center with a capacity of 800MW in Pego, Santarém, Portugal. The US$8176 million project includes the following: 1. Construction of office accommodations 2. Construction of parking facilities 3. Construction of a processing and storage center 4. Construction of a cooling system 5. Installation of optical cables 6. Installation of security systems 7. Installation of equipment | Heating, ventilation and air conditioning (HVAC) |  |  | May 2026 - Planning activities are underway. April 2026 - Planning activities are underway. Q3 2025 - Edc One Lda announced plans to construct a data center in Pego. | Project work on Schedule | 1 | Not Funded / Unconfirmed | Private | Edc One Lda
493038 | 493038 | 2026-05-08 12:29 | Empyrion Digital – Bang Na TH1 Data Center – Bangkok | Empyrion Digital – Bang Na TH1 Data Center – Bangkok | https://construction.globaldata.com/Projects/Overview/493038 | Execution | Parent | 140 | 2024 Q1 | 2026 Q2 | 2027 Q3 | Asia-Pacific | Thailand | Bangkok | Bangkok | Bang Na | 10260 | Commercial & Leisure | Data Center | Data Center |  |  | New | Onshore | Empyrion Digital is undertaking the construction of a colocation data center in Bang Na, Bangkok, Thailand. The project involves the construction of a 17,000m2 data center with 20MW of IT load capacity. It includes the construction of server rooms, data halls, meeting rooms, administrative facilities, parking facilities, and the installation of safety and security systems. The facility will accommodate advanced energy-efficient cooling technologies including liquid-cooling to achieve optimal Power Usage Effectiveness (PUE) and Water Usage Effectiveness (WUE). It has N+1 power redundancy and N+1 and N+2 cooling redundancy. Construction works commenced in May 2026, and scheduled to be completed in the third quarter of 2027. | 13.754 | 100.5014 | The project involves the construction of a 17,000m2 data center with 20MW of IT load capacity in Bangkok, Thailand. The US$140 million project includes the following: 1. Construction of server rooms 2. Construction of data halls 3. Construction of meeting rooms 4. Construction of administrative facilities 5. Construction of parking facilities 6. Installation of safety and security systems | Colocation Data Center; Heating, ventilation and air conditioning (HVAC) |  |  | May 2026 - Ground-breaking ceremony was held on the project site marking the start of construction. January 2026 - Planning activities are underway. March 2025 - The Thailand Board of Investment (BOI) approved the investment for the project. Q1 2024 - Empyrion announced plans to construct a data center in Bangkok. | Construction Commenced | 4 | Not Funded / Unconfirmed | Private | Empyrion Digital
565379 | 476578 | 2026-05-08 12:04 | ReNergy – Green Hydrogen Plant In South Sinai: Hyperscale Green Data Centre – South Sinai | MOMP – Green Hydrogen Plant In South Sinai – South Sinai | https://construction.globaldata.com/Projects/Overview/565379 | Study | Sub | 1000 | 2025 Q2 | 2028 Q2 | 2029 Q2 | Middle East and Africa | Egypt | South Sinai | El-Tor |  |  | Commercial & Leisure | Data Center | Data Center |  | Medium | New | Onshore | Renergy Group is planning to undertake the construction of Hyperscale Green Data Centre El‑Tor, Sinai, Egypt. The project involves the construction of scalable hyperscale data centre blocks and campus infrastructure. It also includes the installation of high-density IT racks, structured cabling, and modular white-space fit-out, alongside MV/LV distribution, UPS systems, busways, and power quality equipment. Furthermore, the project involves the installation of standby generators and fuel systems, the laying of fibre backhaul and redundant duct banks, and the construction of seawater cooling intake/outfall pipelines with condenser water loops. Finally, it features the installation of cooling plant chillers, CRAH/CRAC units, and BMS controls, the construction of substations and grid interconnection bays, and the implementation of energy monitoring platforms and NOC/SOC operations facilities. | 28.2417 | 33.6222 | Renergy Group is planning to undertake the construction of Hyperscale Green Data Centre El-Tor, Sinai, Egypt. The project will be fully powered by renewable energy supplied from its associated green energy complex (solar + battery storage, integrated with the wider green hydrogen development). The facility is positioned as a low-carbon digital infrastructure hub targeting multinational tenants seeking renewable-backed capacity. The concept includes seawater-based cooling to reduce freshwater dependence. The planned footprint is 10,000 m² in the initial stage, with scalability up to 500,000 m², which would place it among the largest regional data centre campuses. The Ministry has requested submission of bankable feasibility studies, a technical execution plan, financing structure, and partner/OEM list; the consortium indicated preliminary Japanese investor interest for financing. The US$1000 million project includes the following: 1. Construction of scalable hyperscale data centre blocks and campus infrastructure 2. Installation of high-density IT racks, structured cabling and modular white-space fit-out 3. Installation of MV/LV distribution, UPS systems, busways and power quality equipment 4. Installation of standby generators, fuel systems and black-start capability 5. Laying of fibre backhaul, carrier interconnects and redundant duct banks 6. Laying of seawater cooling intake/outfall pipelines and condenser water loops 7. Installation of cooling plant chillers/heat exchangers, CRAH/CRAC and controls (BMS) 8. Construction of substations, switchgear rooms and grid/renewable interconnection bays 9. Installation of energy monitoring, PUE/DCIM platforms and smart metering 10. Construction of NOC/SOC, meet-me rooms and operations facilities |  | Hyperscale Green Data Centre is planned in South Sinai, Egypt. |  | May 08, 2026 - The project is in the initial stages of development. | Project work on Schedule | 1 | Not Funded / Unconfirmed | Public/Private | ReNergy Group
508064 | 508064 | 2026-05-08 10:16 | CMC – Hanoi CMC Creative Space Complex – Ha Noi | CMC – Hanoi CMC Creative Space Complex – Ha Noi | https://construction.globaldata.com/Projects/Overview/508064 | Execution | Parent | 300 | 2024 Q1 | 2025 Q2 | 2026 Q4 | Asia-Pacific | Vietnam | Ha Noi | Hanoi | Tay Ho Tay urban area. |  | Commercial & Leisure | Office Buildings | Office Buildings | Data Center |  | New | Onshore | CMC Corporation (CMC) is planning for the construction of a creative space complex in Hanoi City, Vietnam. The project involves the construction of a 90,000m2 technology complex on 1.1ha of land. It included the construction of technology office complex with 23 floors, three basements, a data center, research and development labs, training facilities, a startup incubation zone, meeting rooms, conference halls, an administrative space, and a parking facility, and the installation of elevators, and safety and security systems. SOL E&C is appointed as the contractor. The project will serve as an open artificial intelligence center named C.OpenAI, focusing on artificial intelligence, big data, cloud computing, and cybersecurity. CMC will employ more than 5,000 technology engineers at the new complex. The project aims to create an open, multi-layered innovation space to support rapid idea development and commercialization. On June 1, 2025, a groundbreaking ceremony was held on this project, and completed in the fourth quarter of 2026. | 21.056 | 105.7966 | The project involves the construction of a 90,000m2 technology complex on 1.1ha of land Hanoi City, Vietnam. The US$300 million project includes the following: 1. Construction of a technology office complex with 23 floors 2. Construction of three basements 3. Construction of a data center 4. Construction of research and development labs 5. Construction of training facilities 6. Construction of startup incubation zone 7. Construction of an administrative space 8. Construction of a parking facility 9. Construction of meeting rooms 10. Construction of conference halls 11. Installation of elevators 12. Installation of safety and security systems | Heating, ventilation and air conditioning (HVAC) |  |  | May 2026 - Construction works are underway. June 2025 - A ground breaking ceremony was held on this project. Q1 2024 - CMC announced plans to construct CMC Creative Space Complex in Hanoi City. | Project work on Schedule | 1 | Not Funded / Unconfirmed | Private | CMC Corp | SOL E&C
203871 | 203057 | 2026-05-08 08:30 | Ford Motor – Dearborn Campus Product Center Redevelopment: World Headquarters Campus – Michigan | Ford Motor – Dearborn Campus Product Center Redevelopment – Michigan | https://construction.globaldata.com/Projects/Overview/203871 | Execution | Sub | 200 | 2015 Q2 | 2016 Q4 | 2027 Q4 | North America | United States | Michigan | Dearborn | Michigan Avenue and Southfield Road | 48126 | Commercial & Leisure | Office Buildings | Office Buildings | Data Center; Parking Facilities; Other Research Facilities |  | Redevelopment | Onshore | Ford Motor Co (Ford) is undertaking the redevelopment of the Dearborn campus in Michigan, the US. The project involves the redevelopment of world headquarters campus. It includes the construction of a 120,773m2 office space, a 65,032m2 design center, conference facilities, food courts, meeting rooms, an atrium, walkways, covered parking decks, outdoor recreation facilities, softball and soccer fields. Snohetta Designs, IBI Group as been appointed as architect, Ghafari as civil engineer, Arup as engineering design consultant and wallbridge as contractor. Ford's real estate management arm, is undertaking development works. On October 26, 2016, the groundbreaking ceremony was held for the data center, part of the Ford global headquarters. | 42.3091 | -83.2117 | The project involves the redevelopment of world headquarters campus in Michigan, the US. The US$200 million project includes the following: 1. Construction of a 120,773m2 office space 2. Construction of a 65,032m2 design center 3. Construction of conference facilities 4. Construction of food courts 5. Construction of meeting rooms 6. Construction of walkways 7. Construction of covered parking decks 8. Construction of outdoor recreation facilities 9. Construction of softball and soccer fields | LEED; Sustainable Building | A major redevelopment is being undertaken for an existing campus at Michigan Avenue and Southfield Road in Dearborn, Wayne County. The project aims to transform Ford's Dearborn campus into a modern, green and high-tech campus to foster innovation and help drive the company’s transition to an auto and a mobility company. It will co-locate 30,000 employees from 70 buildings into primarily two main campuses. The work space will be rebuilt and upgrade into more technology-enabled and connected facilities. The designs of the facilities incorporate the seven concepts of the WELL Building Standard®, which look at how air, water, nourishment, light, fitness, comfort and mental and emotional health impact employees. The facilities expected to meet LEED Gold certification. |  | May 2026 - Construction activities are underway. May 23, 2025 - We have not been able to obtain further updates on this project. We have retained the same project stage and amended the key dates accordingly. We will update the profile as soon as we obtain any new information. May 2024 - Construction activities are underway. September 08, 2023 - We have not been able to obtain further updates on this project. We have retained the same project stage and amended the key dates accordingly. We will update the profile as soon as we obtain any new information. October 2022 - Construction activities are underway. August 2022 - Construction activities are underway. November 2021 - Construction activities are underway. January 2021 - Construction activities are underway. April 2020 - Construction activities are underway. August 2019 - Construction activities are underway. October 2018 - Construction activities are underway. January 2018 - Construction activities are underway. June 2017 - Construction activities are underway. Q2 2017 - Construction activities are underway. Q2 2017 - Construction activities are underway. Q4 2016 - Construction activities are underway. October 2016 - A groundbreaking ceremony was held. Q3 2016 - Planning activities are underway. Q2 2015 - Ford announced plans to renovate a high-tech campus in Dearborn. | Project work on Schedule | 1 | Not Funded / Unconfirmed | Private | Ford Motor Co | Walbridge Aldinger Co | Arcadis IBI Group;Arup Americas Inc;Snohetta Architecture Design | Ghafari Associates LLC
341805 | 341805 | 2026-05-07 18:38 | TIDC – Boubyan Bank Data Center – Al Asimah | TIDC – Boubyan Bank Data Center – Al Asimah | https://construction.globaldata.com/Projects/Overview/341805 | Execution | Parent | 23 | 2020 Q2 | 2021 Q4 | 2026 Q3 | Middle East and Africa | Kuwait | Al Asimah | Kuwait City |  |  | Commercial & Leisure | Data Center | Data Center |  |  | New | Onshore | Boubyan Bank is undertaking the construction of a data center in Kuwait City, Kuwait. The project involves the IT Load Capacity: The facility is planned as 2 MW, Power Infrastructure: Primary utility grid power with dual power feeds, supported by redundant electrical distribution architecture, Backup and Resilience: The facility will include N+1 / fully redundant UPS systems, on-site diesel backup generators, Data Centre Type: The project is planned as Enterprise (In-house) Data Centre, Cooling Systems: Precision computer room air conditioning (CRAC / CRAH) systems with redundant configuration, Energy Efficiency: Designed for high operational efficiency through intelligent building management systems, Power Density: The infrastructure will support 6 kW per rack, Rack Configuration: The facility will support Standard 42U enterprise IT racks, configured for secure, high-availability banking applications. Alghanim International General Trading & Contracting, and First United General Trading & Contracting Company among others have submitted the main contract bids. The main contract bids are under evaluation. The main contract bids are still under evaluation. First United General Trading & Contracting Company has been appointed as the main contractor and the construction works have commenced. | 29.3697 | 47.9783 | Boubyan Bank is undertaking the construction of a data center in Kuwait City, Kuwait. The centre will provide secure, resilient infrastructure to support Boubyan Bank’s digital services and operations, offering high availability, redundancy in cooling and power systems, and advanced operational efficiency. The US$23 million project includes the following: Key Technical Features: 1. IT Load Capacity: The facility is planned as 2 MW 2. Power Infrastructure: Primary utility grid power with dual power feeds, supported by redundant electrical distribution architecture. 3. Backup and Resilience: The facility will include N+1 / fully redundant UPS systems, on-site diesel backup generators 4. Data Centre Type: The project is planned as Enterprise (In-house) Data Centre 5. Cooling Systems: Precision computer room air conditioning (CRAC / CRAH) systems with redundant configuration 6. Energy Efficiency: Designed for high operational efficiency through intelligent building management systems 7. Power Density: The infrastructure will support 6 kW per rack 8. Rack Configuration: The facility will support Standard 42U enterprise IT racks, configured for secure, high-availability banking applications. | Enterprise Data Center | A data center is being developed in Kuwait City. |  | May 2026 - We have not been able to obtain further updates on this project. We have retained the same project stage and amended the key dates accordingly. We will update the profile as soon as we obtain any new information. June 2025 - We have not been able to obtain further updates on this project. We have retained the same project stage and amended the key dates accordingly. We will update the profile as soon as we obtain any new information. December 2024 - Construction works are ongoing and the time frame for its completion is unknown at this juncture. February 2024 - Construction works are ongoing as per the schedule. September 2023 - Construction works are ongoing as per the schedule. May 2023 - Construction works are progressing and the project is expected to be completed by the May 2025. January 2023 - Construction works are ongoing and the project is expected to be completed by the third quarter of 2023. April 2022 - Construction works have progressed up to 5 per cent. December 2021 - First United General Trading & Contracting Company has been appointed as the main contractor and the construction works have commenced. August 2021 - The main contract bids are still under evaluation. May 2021 - The main contract bids are still under evaluation. March 16, 2021 - Alghanim International General Trading & Contracting, and First United General Trading & Contracting Company among others have submitted the main contract bids. The main contract bids are under evaluation. | Information Unavailable |  | Not Funded / Unconfirmed | Private | Boubyan Bank | First United General Trading and Contracting Co | Gulf Consult | Projacs International
564892 | 564892 | 2026-05-07 17:06 | Battlefield 7/ Leesburg Gateway – Leesburg Gateway Data Center – Virginia | Battlefield 7/ Leesburg Gateway – Leesburg Gateway Data Center – Virginia | https://construction.globaldata.com/Projects/Overview/564892 | Planning | Parent | 300 | 2024 Q2 | 2027 Q3 | 2028 Q4 | North America | United States | Virginia |  | between East Market Street and Potomac Station Drive, Leesburg Gateway |  | Commercial & Leisure | Data Center | Data Center |  | Low | New | Onshore | Leesburg Gateway, LLC, and Battlefield 7 LC are planning to construct a data center campus between East Market Street and Potomac Station Drive in Leesburg, Loudoun County, Virginia, the US. The project involves the construction of three two-storey data center buildings on a 55,740m2 area in 40ha of land. It includes data halls, server rooms, and a substation, and the installation of generators, cooling systems, and safety and security systems. The project is part of the "Leesburg Gateway Project," which also includes industrial buildings and a public park. | 39.1016 | -77.5623 | The project involves the construction of three two-storey data center buildings on a 55,740m2 area in 40ha of land in Leesburg, Loudoun County, Virginia, the US. The US$300 million project includes the following: 1. Construction of data halls 2. Construction of server rooms 3. Construction of a substation 4. Installation of generators 5. Installation of cooling systems 6. Installation of safety and security systems | Heating, ventilation and air conditioning (HVAC) |  |  | May 2026 - The rezoning application is under review. July 2024 - Leesburg Gateway, LLC, and Battlefield 7 submitted planning application to the Leesburg Town Council Virginia. April 2024 - Leesburg Gateway, LLC, and Battlefield 7 LC announced plans to construct a data center in Leesburg. | No Major Development | 0 | Not Funded / Unconfirmed | Private | Battlefield 7 LC;Leesburg Gateway LLC |  |  | J2 Engineers Inc
525073 | 525073 | 2026-05-07 16:49 | QTS Realty – EEMSDC2 Data Center – Groningen | QTS Realty – EEMSDC2 Data Center – Groningen | https://construction.globaldata.com/Projects/Overview/525073 | Execution | Parent | 1636 | 2024 Q1 | 2025 Q1 | 2026 Q4 | Europe | Netherlands | Groningen |  |  |  | Commercial & Leisure | Data Center | Data Center |  |  | Expansion | Onshore | QTS Data Centers is undertaking the construction of a hyperscale data center in Eemshaven, Groningen, Netherlands. The project involves the construction of a data center. It involves the construction of four large data rooms, office space, and technical facilities, and the installation of safety and security systems. The project is an expansion of its EEMSDC1 data center. The facility will be powered by renewable energy. It is equipped with reliable uninterruptible power supply (UPS), backup power systems. It also features an advanced cooling system, ensuring optimal performance and efficiency with maximum reliability. | 53.4485 | 6.85 | The project involves the expansion of a data center in Eemshaven, Groningen, Netherlands. The US$1,636 million project includes the following: 1. Construction of four large data rooms 2. Construction of office space 3. Construction of technical facilities 4. Installation of safety and security systems | Heating, ventilation and air conditioning (HVAC); Hyperscale Data Center |  |  | May 2026 - Construction activities are underway. September 2025 - Construction activities are underway. July 2025 - Construction activities are underway. Q1 2024 - QTS Data Centers announced plans to build a data center in Eemshaven. | Project work on Schedule | 1 | Not Funded / Unconfirmed | Private | QTS Realty Trust LLC
560946 | 555633 | 2026-05-07 16:37 | X8 Cloud – Paraguay AI Data Center: Phase I – Asuncion | X8 Cloud – Paraguay AI Data Center – Asuncion | https://construction.globaldata.com/Projects/Overview/560946 | Planning | Sub | 250 | 2025 Q4 | 2026 Q4 | 2027 Q3 | South and Central America | Paraguay | Asuncion | Asuncion |  |  | Commercial & Leisure | Data Center | Data Center |  | Low | New | Onshore | X8 Cloud is planning to build an AI Data Center: Phase I in Paraguay. The project involves the construction of a 6MW capacity data center. It includes the construction of server rooms, racks, meeting rooms, an administrative space, parking facilities, the installation of equipment and cooling systems, and safety, security systems and 4,000 Nvidia H100-class graphics processors. The project signed an agreement with the National Electricity Administration (Ande) of Paraguay to develop it. It will utilise the surplus energy from the Itaipu Dam. The construction work is scheduled to start in 2026 after receiving the necessary approvals, and it is scheduled to be completed by 2027. | -25.3007 | -57.6359 | The project involves the construction of an AI data center of 6MW capacity in Paraguay. The US$250 million project includes the following: 1. Construction of server rooms 2. Construction of meeting rooms 3. Construction of an administrative space 4. Construction of parking facilities 5. Construction of racks 6. Installation of related equipment 7. Installation of cooling systems 8. Installation of 4,000 Nvidia H100-class graphics processors | Artificial Intelligence |  |  | May 2026 - Planning activities are underway. March 2026 - The project is awaiting approvals. December 2025 - X8 Cloud announced plans to develop an AI Data Center in Paraguay. | No Major Development | 0 | Not Funded / Unconfirmed | Private | X8 Cloud
555633 | 555633 | 2026-05-07 16:37 | X8 Cloud – Paraguay AI Data Center – Asuncion | X8 Cloud – Paraguay AI Data Center – Asuncion | https://construction.globaldata.com/Projects/Overview/555633 | Planning | Parent | 50000 | 2025 Q4 | 2026 Q4 | 2035 Q3 | South and Central America | Paraguay | Asuncion | Asuncion |  |  | Commercial & Leisure | Data Center | Data Center |  | Low | New | Onshore | X8 Cloud is planning to construct AI data centers in Paraguay. The project involves the construction of a 500MW capacity new data center. It includes the construction of server rooms, racks, meeting rooms, an administrative space, parking facilities, the installation of equipment and cooling systems, and safety and security systems. The exact location is yet to be decided and the project will be developed in multiple phases. The first phase calls for a US$250 million investment to install six megawatts of capacity and more than 4,000 NVIDIA H100 class graphics processors. A second stage would expand the site to 250 megawatts and more than 165,000 GPUs. This is a US$50 billion plan in Paraguay over the next three decades to build the largest artificial intelligence data center in South America. The construction of the first 6WM data center is expected to start in 2026 after receiving the regulatory approvals. The project would rely entirely on power from the Itaipú and Yacyretá binational dams. | -25.3007 | -57.6359 | The project involves the construction of AI data centers in Paraguay. The US$50000 million project includes the following: 1. Construction of server rooms 2. Construction of meeting rooms 3. Construction of an administrative space 4. Construction of parking facilities 5. Construction of racks 6. Installation of related equipment 7. Installation of cooling systems | Artificial Intelligence |  |  | May 2026 - Planning activities are underway. February 2026 - The project is in the early stages of development. December 2025 - X8 Cloud announced plans to develop AI data centers in Paraguay. | No Major Development | 0 | Not Funded / Unconfirmed | Private | X8 Cloud
478870 | 478870 | 2026-05-07 15:14 | OpenAI/ Oracle Corp/ Vantage DC – Port Washington Lighthouse Data Center Campus – Wisconsin | OpenAI/ Oracle Corp/ Vantage DC – Port Washington Lighthouse Data Center Campus – Wisconsin | https://construction.globaldata.com/Projects/Overview/478870 | Execution | Parent | 15000 | 2024 Q4 | 2025 Q4 | 2028 Q4 | North America | United States | Wisconsin |  | east of the Interurban Trail, west of I-43 and south of Dixie Road | 53074 | Commercial & Leisure | Data Center | Data Center | Parking Facilities |  | New | Onshore | OpenAI, Oracle Corp, and Vantage Data Centers are undertaking the construction of a hyperscale data center campus that will be located outside Milwaukee in Port Washington, Wisconsin, the US. The project involves the construction of a 232,257m2 data center campus with critical IT load of 902MW on 271.9ha of land. It includes the construction of four single-story data centers, data halls, office space, multiple conference and meeting rooms, storage space, three meet-me-rooms per building, an on-site substation, 200 parking spaces, safety and security systems. The facility will be operated with 100% matched zero-emission energy by WEC Energy Group utility We Energies, originating from zero-emission energy resources solar, wind and battery storage projects, and it will use a combined air-cooled and liquid-to-liquid cooling to support next generation GPU workloads including a closed-loop chilled water system with N+1 redundancy across all mechanical systems. It supports rack densities up to 1.4kW per square foot. Whiting-Turner Contracting Co. and The Weitz Co., a joint venture between Turner Construction and McCarthy Building Companies, and Michels have been appointed as the general contractors. The campus is part of OpenAI and Oracle’s previously announced US$500,000 million partnership with SoftBank to deliver up to 4.5 gigawatts of additional Stargate capacity. It is designed to achieve LEED certification. The project will create more than 4,000 construction jobs, over 1,000 long-term positions, and 1,000 indirect jobs. Construction works commenced in December 2025 and are expected to be completed in 2028. | 43.4321 | -87.8515 | The project involves the construction of four data centers with critical IT load of 902MW on 271.9ha of land in Port Washington, Wisconsin, the US. The US$15,000 million project includes the following: 1. Construction of data halls 2. Construction of office space 3. Construction of multiple conference and meeting rooms 4. Construction of storage space 5. Construction of three meet-me-rooms per building 6. Construction of an on-site substation 7. Construction of 200 parking spaces 8. Installation of safety and security systems | Heating, ventilation and air conditioning (HVAC); Hyperscale Data Center; LEED |  |  | May 2026 - Construction activities are underway. January 2026 - Construction activities are underway. December 2025 - A groundbreaking ceremony was held marking the start of construction. November 2025 - Whiting-Turner Contracting Co. and The Weitz Co. have been awarded a construction contract. August 2025 - The project has received development agreement approvals from the Port Washington City Council. April 2025 - The annexation and zoning plans were reviewed by the city's plan commission. February 2025 - Planning activities are underway. Q4 2024 - Vantage Data Center announced plans for the construction of a data center in Wisconsin. | Project work on Schedule | 1 | Not Funded / Unconfirmed | Private | OpenAI LLC;Oracle Corp;Vantage Data Centers Management Co LLC | McCarthy Building Companies Inc;Michels Corp;The Weitz Company LLC;The Whiting-Turner Contracting Co;Turner Construction Co
505857 | 505857 | 2026-05-07 14:12 | Bytedance/ Casa dos Ventos – Pecem Port Complex Data Center – Ceara | Bytedance/ Casa dos Ventos – Pecem Port Complex Data Center – Ceara | https://construction.globaldata.com/Projects/Overview/505857 | Planning | Parent | 8829 | 2025 Q2 | 2027 Q4 | 2030 Q1 | South and Central America | Brazil | Ceara | Sao Goncalo do Amarante | Port complex in the metropolitan region of Fortaleza. |  | Commercial & Leisure | Data Center | Data Center |  | Medium | New | Onshore | ByteDance and Casa dos Ventos are planning to construct a data center in Pecem Port Complex, Ceará State, Brazil. The project involves the construction of a data center with a consumption capacity of 300MW. It includes office accommodations, parking facilities, and the installation of a security system, submarine optical cables, and racks. | -3.6072 | -38.9683 | The project involves the construction of a data center with a 300MW capacity in Pecem Port Complex, Ceará State, Brazil. The US$8829 million project includes the following: 1. Construction of office accommodations 2. Installation of security systems 3. Installation of submarine optical cables 4. Installation of racks | Heating, ventilation and air conditioning (HVAC) |  |  | May 2026 - Planning activities are underway. December 2025 - Planning activities are underway. April 2025 - ByteDance announced plans to develop a data center in the Pecem port complex in the state of Ceará. | Project work on Schedule | 1 | Not Funded / Unconfirmed | Private | Bytedance Ltd;Casa dos Ventos Energias Renovaveis SA
565056 | 565056 | 2026-05-07 09:47 | Project Turbo – Project Azelea Data Center Campus – Georgia | Project Turbo – Project Azelea Data Center Campus – Georgia | https://construction.globaldata.com/Projects/Overview/565056 | Planning | Parent | 1000 | 2025 Q4 | 2027 Q1 | 2029 Q4 | North America | United States | Georgia |  | 2660-2358 Randall Hunt Rd, Thomson | 30824 | Commercial & Leisure | Data Center | Data Center |  | High | New | Onshore | Project Turbo LLC is planning to construct a hyperscale data center campus in Thomson, Georgia, the US. The project involves the construction of a data center campus with a power consumption capacity of 400MW on 81ha of land. It includes the construction of six data center buildings, a substation, data halls, meeting rooms, office space, storage facilities, and parking facilities, the installation of generators, safety and security systems. The facility draws power from the utility grid operated by utility company Jefferson Energy. Construction works are anticipated to be completed in 2029. | 33.4536 | -82.3996 | The project involves the construction of a data center campus with a power consumption capacity of 400MW on 81ha of land at 2660-2358 Randall Hunt Road in Thomson, Georgia, the US. The US$1,000 million project includes the following: 1. Construction of six data center buildings 2. Construction of a substation 3. Construction of data halls 4. Construction of meeting rooms 5. Construction of office space 6. Construction of storage facilities 7. Construction of parking facilities 8. Installation of generators 9. Installation of safety and security systems | Heating, ventilation and air conditioning (HVAC); Hyperscale Data Center |  |  | May 2026 - Planning activities are underway. March 2026 - The project has been approved by McDuffie County. January 10, 2026 - Project Turbo LLC submitted a development of regional impact (DIR) application to the Georgia Department of Community Affairs. Q4 2025 - Project Turbo LLC announced plans to build a data center in McDuffie County, Georgia. | No Major Development | 0 | Not Funded / Unconfirmed | Private | Project Turbo LLC
565185 | 565185 | 2026-05-07 07:47 | EEC – Next Generation Data Centre – Saudi Arabia | EEC – Next Generation Data Centre – Saudi Arabia | https://construction.globaldata.com/Projects/Overview/565185 | Design | Parent | 400 | 2026 Q2 | 2027 Q4 | 2029 Q4 | Middle East and Africa | Saudi Arabia |  |  |  |  | Commercial & Leisure | Data Center | Data Center |  | Medium | New | Onshore | Emaar Executive Company EEC is planning to undertake the Next Generation Data Centre in several locations in Saudi Arabia. The project aims to deliver new digital infrastructure to support secure data storage, cloud services, and business continuity needs. It is expected to include purpose-built data hall space, power and cooling systems, and secure operational areas to enable reliable 24/7 operations across multiple sites. The project involves the construction of a data center building. It also includes the construction of administrative space, parking facilities, associated facilities, HVAC installation, power systems installation, and safety and security systems. | 23.8863 | 45.0811 | Emaar Executive Company EEC is planning to undertake the Next Generation Data Centre in several locations in Saudi Arabia. The project aims to deliver new digital infrastructure to support secure data storage, cloud services, and business continuity needs. It is expected to include purpose-built data hall space, power and cooling systems, and secure operational areas to enable reliable 24/7 operations across multiple sites. The US$400 million project includes the following: 1. Construction of data centre building (40-50 MW capacity per site) 2. Construction of an administrative space 3. Installation of electrical equipment 4. Installation of power systems 5. Installation of safety and security system 6. Construction of associated facilities |  | A data center is planned in Saudi Arabia. |  | May 07, 2026 - The client has signed a Memorandum of Understanding (MOU) with Taranis Capital to develop the project. | Project work on Schedule | 1 | Not Funded / Unconfirmed | Private | Emaar Executive Company EEC
510579 | 510579 | 2026-05-07 05:55 | ENKAI – Tuzla Data Center – Istanbul | ENKAI – Tuzla Data Center – Istanbul | https://construction.globaldata.com/Projects/Overview/510579 | Execution | Parent | 100 | 2023 Q1 | 2025 Q2 | 2027 Q1 | Europe | Turkey | Istanbul | Istanbul |  |  | Commercial & Leisure | Data Center | Data Center |  |  | New | Onshore | ENKA Group are undertaking the construction of a 11MW Data centre in Tuzla, Turkey. The project involves the construction of a data centre. It also includes the construction of meeting rooms, an administrative space, parking facilities, associated facilities, the installation of safety and security systems, the installation of cameras, and the installation of control sensors. | 41.0138 | 28.9497 | ENKA Group are undertaking the construction of a 11MW Data centre in Tuzla, Turkey. The facility will provide approximately 11 MW of IT load capacity within a total built-up area of 13,372.05 m², plus an additional 4,610.59 m² for seismic isolator floor and terrace areas. As part of Enka's strategic Enka Data Solutions portfolio, the construction of a data center in Tuzla, Istanbul, with an IT load capacity of 11 MW, is progressing as planned. This project reinforces Enka's commitment to developing and operating high-quality data centers. The US$100 million project includes the following: 1. Construction of a data centre 2. Construction of meeting rooms 3. Construction of an administrative space 4. Construction of parking facilities 5. Construction of associated facilities 6. Installation of safety and security systems 7. Installation of cameras 8. Installation of control sensors 9. Fit-out of data halls in two phases | Heating, ventilation and air conditioning (HVAC) | A data center is being developed in Tuzla, Turkey. |  | May 2026 - Construction works have progressed up to 65 per cent. February 2026 - The structural concrete works and the seismic isolator layer works have been completed on the project. December 2025 - Construction works has progressed up to 17%, and 70% of the structural construction activities have been completed. June 27, 2025 - The construction works are underway and ENKA Insaat is working as the main contractor. | Project work on Schedule | 1 | Not Funded / Unconfirmed | Private | ENKA Insaat ve Sanayi AS | ENKA Insaat ve Sanayi AS |  | MCA Yapı Ltd Sti
565216 | 565216 | 2026-05-07 05:36 | MRP Ind – Amity Road Data Center – Pennsylvania | MRP Ind – Amity Road Data Center – Pennsylvania | https://construction.globaldata.com/Projects/Overview/565216 | Planning | Parent | 400 | 2026 Q1 | 2027 Q3 | 2030 Q4 | North America | United States | Pennsylvania |  | Amity Road, the Susquehanna Trail, and the US 0322/0022 |  | Commercial & Leisure | Data Center | Data Center | Parking Facilities | Medium | New | Onshore | MRP Industrial is planning to build an AI data center campus in Perry County, Pennsylvania, the US. The project involves the construction of a 10-building, 137,496m2 data center campus on 116.5ha of land. It includes the construction of data halls, server rooms, a substation and 500 parking spaces and the installation of generators and uninterruptible power supply (UPS) units, cooling systems and safety and security systems. Bohler Engineering has been appointed as the engineering consultant. | 40.4579 | -76.9915 | The project involves the construction of a 10-building, 137,496m2 data center campus on 116.5ha of land between Amity Road, the Susquehanna Trail, and the US 0322/0022 in Perry County, Pennsylvania, the US. The US$400 million project includes the following: 1. Construction of data halls 2. Construction of server rooms 3. Construction of a substation 4. Construction of 500 parking spaces 5. Installation of generators and uninterruptible power supply (UPS) units 6. Installation of the cooling system 7. Installation of safety and security systems |  |  |  | May 2026 - The project is in early stages of planning. April 2026 - Plans were reviewed by the Perry County Planning Commission. March 2026 - MRP Industrial has submitted plans for approval to Watts Township. Q1 2026 - MRP Industrial announced plans to build a data center campus in Perry County, Pennsylvania. | Project work on Schedule | 1 | Not Funded / Unconfirmed | Private | MRP Industrial |  |  | Bohler Engineering
564690 | 564690 | 2026-05-06 15:47 | Keel Infra – Sharon Data Center – Pennsylvania | Keel Infra – Sharon Data Center – Pennsylvania | https://construction.globaldata.com/Projects/Overview/564690 | Planning | Parent | 5000 | 2026 Q1 | 2027 Q3 | 2032 Q4 | North America | United States | Pennsylvania |  |  | 16146 | Commercial & Leisure | Data Center | Data Center |  | Medium | Expansion | Onshore | Keel Infrastructure is planning to build a data center expansion on Clark Street in Sharon, Pennsylvania, the US. The project involves the construction of a data center. It includes the construction of data halls, server rooms, a substation and the installation of generators and uninterruptible power supply (UPS) units, cooling systems and safety and security systems. The approval comes with conditions. There’s a 70-decibel noise limit, and the data center cannot use water from the nearby river. It will also use a closed-loop system that uses a fraction of the water needed for other data centers around the country. This is not the final step for the project. It still requires approval from the Mercer County Regional Planning Commission, followed by the Sharon Planning Commission, and ultimately, the city council. | 41.2329 | -80.5078 | The project involves the expansion of a data center in Sharon, Pennsylvania, the US. The US$5,000 million project includes the following: 1. Construction of data halls 2. Construction of server rooms 3. Construction of a substation 4. Installation of generators and uninterruptible power supply (UPS) units 5. Installation of the cooling system 6. Installation of safety and security systems | Heating, ventilation and air conditioning (HVAC) |  |  | May 2026 - Keel Infrastructure received zoning approval from the zoning board of Sharon, Pennsylvania. Q1 2026 - Keel Infrastructure announced plans to build a data center in Sharon, Pennsylvania. | Major Authority Clearance Received | 3 | Not Funded / Unconfirmed | Private | Keel Infrastructure Corp
475184 | 475184 | 2026-05-06 15:45 | Castleforge/ GDC – Redhill Data Center Campus – Surrey | Castleforge/ GDC – Redhill Data Center Campus – Surrey | https://construction.globaldata.com/Projects/Overview/475184 | Design | Parent | 124 | 2024 Q3 | 2027 Q1 | 2029 Q4 | Europe | United Kingdom | Surrey | Redhill | 2 St Annes Blvd | RH1 1AX | Commercial & Leisure | Data Center | Data Center |  | Medium | Redevelopment | Onshore | Castleforge Partners (CP) and Galaxy Data Centers (GDC) are planning to build a tier III, hyperscale, AI Redhill Data Centre campus at Foxboro Business Park, 2 St Annes Blvd, Redhill, Surrey, the UK. The project involves the construction of an 11,800m2 two-story data center with a capacity of 15MW on 3.1ha of land. It includes the construction of four data halls, three new buildings with 26MVA of power, a high-voltage substation, and the installation of generators, transformers, and safety and security systems. The project will operate using renewable energy sources, supported by 20 backup diesel generators. The cooling infrastructure includes externally mounted packaged chillers, free cooling chillers, and 23 configurable chillers located on site. TTSP Ltd has been appointed as the architect, Rapleys LLP as the planning consultant, RED Engineering Design Ltd as the MEP engineer, BREEAM consultant, and sustainability consultant, Abstruct Consulting Ltd as the structural engineer and civil engineer, Gardiner & Theobald Ltd as the project manager, and cost consultant, Joule Group as the fire consultant and SLR Consulting Ltd as the Air Quality Consultant and Acoustic Consultant. In January 2025, Castleforge and Galaxy Data Centers acquired the 26MVA Redhill data center in Surrey. In September 2025, Galaxy Data Centers and Zendo Energy entered into a contract to supply the facility with 40,000MW of annual power. | 51.2478 | -0.15886 | The project involves the construction of an 11,800m2 two-story data center with a capacity of 15MW on 3.1ha of land at Foxboro Business Park in Redhill, Surrey, the UK. The US$124 million project includes the following: 1. Construction of four data halls 2. Construction of three new buildings with 26MVA of power 3. Construction of a high-voltage substation 4. Installation of generators 5. Installation of transformers 6. Installation of safety and security systems | Build to suit; Green data center; Hyperscale Data Center; Tier 3 Data Center |  | https://redhilldatacentre.com/ | May 2026 - Castleforge and Galaxy Data Centers have received planning permission from Reigate & Banstead Borough Council. January 2026 - Planning activities are underway. August 2025 - Planning activities are underway. June 2025 - Planning activities are underway. January 2025 - Castleforge and Galaxy Data Centers have submitted an application for planning permission to the Reigate & Banstead Borough Council. Q3 2024 - Castleforge and Galaxy Data Centres announced plans to expand Redhill Data Center. | Major Authority Clearance Received | 3 | Not Funded / Unconfirmed | Private | Castleforge Partners;Galaxy Data Centers |  | Ttsp | Abstruct Consulting Ltd;Gardiner & Theobald LLP;Joule Group UAE;Rapleys LLP;Red Engineering Design Ltd;SLR Consulting Ltd
523587 | 523587 | 2026-05-06 15:05 | Vantage DC – Im Schleid Data Center Campus – Hesse | Vantage DC – Im Schleid Data Center Campus – Hesse | https://construction.globaldata.com/Projects/Overview/523587 | Planning | Parent | 1965 | 2025 Q2 | 2027 Q4 | 2029 Q4 | Europe | Germany | Hesse | Bad Vilbel | Im Schleid | 61118 | Commercial & Leisure | Data Center | Data Center |  | High | New | Onshore | Vantage Data Centers Management Co LLC (VDC) is planning to construct a data center campus on im Schleid, in Bad Vilbel, Wetteraukreis District, Hesse, Germany. The project involves the construction of a data center campus on a 10ha area, with IT computing power capacity of 160MW and 50m high buildings, including 32.5m high data centers and 17.5m high chimneys, two data center buildings, including a two-story data center and a three-story data center, office and administrative facilities, and parking facilities, and the installation of elevators, cooling units on the roofs, and power facilities. The data center will be powered by 80 to 100 diesel generators during a power outage. Initially, Segmüller was planning to construct a furniture store on an industrial park site, but in 2025, VDC acquired the site for Segmüller. Werner Hartwig GmbH has been appointed as the study consultant, and Ttsp Hwp Seidel Planungsgesellschaft MBH the master planner, Haskoning as the surveyor, and Planergruppe ROB GmbH and ERM GmbH as the consultants. Subject to the building permit approvals, construction work is scheduled to commence in 2027. | 50.1978 | 8.7394 | The project involves the construction of a data center campus on Straße im Schleid, in Bad Vilbel, Wetteraukreis District, Hesse, Germany. The US$1,965 million project includes the following: 1. Construction of a data center campus on a 10ha area, with IT computing power capacity of 160MW and 50m high buildings, including 32.5m high data centers and 17.5m high chimneys 2. Construction of two data center buildings, including a two-story data center and a three-story data center 3. Construction of office and administrative facilities 4. Construction of parking facilities 5. Installation of elevators 6. Installation of cooling units on the roofs 7. Installation of power facilities | Heating, ventilation and air conditioning (HVAC) |  |  | May 2026 - Planning activities are underway. December 2025 - The City of Bad Vilbel adopted the 5th amendment to the development plan Im Schleid. July 2025 - VDC is currently examining three different data center variants, and a development plan is being prepared in cooperation with Bad Vilbel City. Q2 2025 - VDC announced plans to construct a data center campus in Bad Vilbel. | Project work on Schedule | 1 | Not Funded / Unconfirmed | Private | Vantage Data Centers Management Co LLC |  |  | ERM GmBH;Haskoning;Planergruppe ROB GmbH;Ttsp Hwp Seidel Planungsgesellschaft MbH;Werner Hartwig GmbH
523589 | 523587 | 2026-05-06 15:05 | Vantage DC – Im Schleid Data Center Campus: Building I – Hesse | Vantage DC – Im Schleid Data Center Campus – Hesse | https://construction.globaldata.com/Projects/Overview/523589 | Planning | Sub | 900 | 2025 Q2 | 2027 Q4 | 2029 Q4 | Europe | Germany | Hesse | Bad Vilbel | Im Schleid | 61118 | Commercial & Leisure | Data Center | Data Center |  | High | New | Onshore | Vantage Data Centers Management Co LLC (VDC) is planning to construct a data center building on Straße im Schleid, in Bad Vilbel, Wetteraukreis District, Hesse, Germany. The project involves the construction of a two-story data center building, office and administrative facilities, and parking facilities, and the installation of elevators, cooling units on the roofs, and power facilities. Initially, Segmüller was planning to construct a furniture store on an industrial park site, but in 2025, VDC acquired the site for Segmüller. Werner Hartwig GmbH has been appointed as the study consultant, and Ttsp Hwp Seidel Planungsgesellschaft MBH the master planner, Haskoning as the surveyor, and Planergruppe ROB GmbH and ERM GmbH as the consultants. Subject to the building permit approvals, construction work is scheduled to commence in 2027. | 50.1978 | 8.7394 | The project involves the construction of a data center building on Straße im Schleid, in Bad Vilbel, Wetteraukreis District, Hesse, Germany. The US$900 million project includes the following: 1. Construction of a two-story data center building 2. Construction of office and administrative facilities 3. Construction of parking facilities 4. Installation of elevators 5. Installation of cooling units on the roofs 6. Installation of power facilities | Heating, ventilation and air conditioning (HVAC) |  |  | May 2026 - Planning activities are underway. December 2025 - The City of Bad Vilbel adopted the 5th amendment to the development plan Im Schleid. July 21, 2025 - VDC is currently examining three different data center variants, and a development plan is being prepared in cooperation with Bad Vilbel City. May 2025 - VDC announced plans to construct a data center campus in Bad Vilbel. | Project work on Schedule | 1 | Not Funded / Unconfirmed | Private | Vantage Data Centers Management Co LLC |  |  | ERM GmBH;Haskoning;Planergruppe ROB GmbH;Ttsp Hwp Seidel Planungsgesellschaft MbH;Werner Hartwig GmbH
523590 | 523587 | 2026-05-06 15:05 | Vantage DC – Im Schleid Data Center Campus: Building II – Hesse | Vantage DC – Im Schleid Data Center Campus – Hesse | https://construction.globaldata.com/Projects/Overview/523590 | Planning | Sub | 900 | 2025 Q2 | 2027 Q4 | 2029 Q4 | Europe | Germany | Hesse | Bad Vilbel | Im Schleid | 61118 | Commercial & Leisure | Data Center | Data Center |  | High | New | Onshore | Vantage Data Centers Management Co LLC (VDC) is planning to construct a data center building on Straße im Schleid, in Bad Vilbel, Wetteraukreis District, Hesse, Germany. The project involves the construction of a three-story data center building, office and administrative facilities, and parking facilities, and the installation of elevators, cooling units on the roofs, and power facilities. Initially, Segmüller was planning to construct a furniture store on an industrial park site, but in 2025, VDC acquired the site for Segmüller. Werner Hartwig GmbH has been appointed as the study consultant, and Ttsp Hwp Seidel Planungsgesellschaft MBH the master planner, Haskoning as the surveyor, and Planergruppe ROB GmbH and ERM GmbH as the consultants. Subject to the building permit approvals, construction work is scheduled to commence in 2027. | 50.1978 | 8.7394 | The project involves the construction of a data center building on Straße im Schleid, in Bad Vilbel, Wetteraukreis District, Hesse, Germany. The US$900 million project includes the following: 1. Construction of a three-story data center campus 2. Construction of office and administrative facilities 3. Construction of parking facilities 4. Installation of elevators 5. Installation of cooling units on the roofs 6. Installation of power facilities | Heating, ventilation and air conditioning (HVAC) |  |  | May 2026 - Planning activities are underway. December 2025 - The City of Bad Vilbel adopted the 5th amendment to the development plan Im Schleid. July 21, 2025 - VDC is currently examining three different data center variants, and a development plan is being prepared in cooperation with Bad Vilbel City. May 2025 - VDC announced plans to construct a data center campus in Bad Vilbel. | Project work on Schedule | 1 | Not Funded / Unconfirmed | Private | Vantage Data Centers Management Co LLC |  |  | ERM GmBH;Haskoning;Planergruppe ROB GmbH;Ttsp Hwp Seidel Planungsgesellschaft MbH;Werner Hartwig GmbH
537707 | 537707 | 2026-05-06 13:34 | Iren – Sweetwater 1 Data Center – Texas | Iren – Sweetwater 1 Data Center – Texas | https://construction.globaldata.com/Projects/Overview/537707 | Execution | Parent | 2800 | 2024 Q1 | 2025 Q1 | 2026 Q4 | North America | United States | Texas |  | 883 Farm-to-Market 611 | 79556 | Commercial & Leisure | Data Center | Data Center |  |  | New | Onshore | IREN, also known as Iris Energy, has undertaken the construction of a Tier IV colocation data center in Sweetwater, Fisher County, West Texas, the US. The project involved the construction of a data center with a consumption capacity of 1,400MW on 526ha of land. It included data halls, racks, a substation, conference rooms, break rooms, meet-me rooms, server rooms and parking spaces, and the installation of safety and security systems. The facility draws power from the ERCOT utility grid. It utilises both air and a liquid cooling system. It will have UPS and a generator for power backup. In the first quarter of 2025, the construction works commenced and are expected to be completed by 2026. In May 2026, IREN's successful energization marks the connection of the site’s high-voltage substation to the ERCOT grid. Power delivery at Sweetwater 1 is expected to ramp progressively in line with the phased construction and commissioning of data centers at the site. | 32.299 | -101.5874 | The project involved the construction of a data center with a consumption capacity of 1,400MW on 526ha of land in Sweetwater, Fisher County, West Texas, Texas, the US. The US$2,800 million project includes the following: 1. Construction of data halls 2. Construction of conference rooms 3. Construction of break rooms 4. Construction of server rooms 5. Construction of a substation 6. Construction of meet-me rooms 7. Construction of parking spaces 8. Installation of UPS/generators 9. Installation of safety and security systems | Colocation Data Center; Heating, ventilation and air conditioning (HVAC); Tier 4 Data Center |  |  | May 2026 - IREN completed the site's high-voltage substation energization to the ERCOT grid. February 2026 - Construction works are underway. September 2025 - Construction works are underway. Q3 2025 - Construction works are underway. Q1 2025 - Construction works commenced. Q1 2024 - Iren Ltd announced plans to build a data center in Texas. | Project work on Schedule | 1 | Not Funded / Unconfirmed | Private | Iren Ltd
466230 | 466230 | 2026-05-06 11:26 | CEGGEP/ China Mobile – Linxia Intelligent Computing Center – Gansu | CEGGEP/ China Mobile – Linxia Intelligent Computing Center – Gansu | https://construction.globaldata.com/Projects/Overview/466230 | EPC Award | Parent | 211 | 2024 Q2 | 2026 Q2 | 2028 Q1 | Asia-Pacific | China | Gansu |  |  |  | Commercial & Leisure | Data Center | Data Center |  | High | New | Onshore | China Mobile Ltd (CML) and China Energy Group Gansu Electric Power Co. Ltd (CEGGEPCL) are planning to construct an intelligent computing center in Linxia, Gansu, China. The project involves the construction of data rooms, racks, server rooms, an administrative office, and parking facilities and the installation of equipment and safety and security systems. The project mainly providing institutions and enterprises with computing power needs in cutting-edge science and technology fields such as AI application scenarios and technical research. Gansu Xingaokai Construction Engineering Technology Co. Ltd has been appointed as the main contractor. | 35.6013 | 103.2135 | The project involves the construction of an intelligent computing center in Linxia, Gansu, China. The US$211 million project includes the following: 1. Construction of data rooms 2. Construction of racks 3. Construction of server rooms 4. Construction of an administrative office 5. Construction of parking facilities 6. Installation of equipment and safety and security systems | Heating, ventilation and air conditioning (HVAC); PPP |  |  | May 06, 2026 - We have not been able to obtain further updates on this project. We have retained the same project stage and amended the key dates accordingly. We will update the profile as soon as we obtain any new information. September 2025 - Gansu Xingaokai Construction Engineering Technology Co. Ltd has been appointed as the main contractor. September 2024 - Study activities are underway. Q2 2024 - CML/CEGGEPCL announced plans to build an intelligent computing center in Linxia, Gansu, China. | Information Unavailable |  | Not Funded / Unconfirmed | Public/Private | China Energy Group Gansu Electric Power Co Ltd;China Mobile Ltd
422075 | 422075 | 2026-05-06 10:26 | APLD – Polaris Forge 1 Data Center Campus – North Dakota | APLD – Polaris Forge 1 Data Center Campus – North Dakota | https://construction.globaldata.com/Projects/Overview/422075 | Execution | Parent | 7000 | 2022 Q1 | 2023 Q4 | 2027 Q4 | North America | United States | North Dakota |  | 9685 87th Ave. SE. | 58436 | Commercial & Leisure | Data Center | Data Center |  |  | New | Onshore | Applied Digital Corp (APLD) is undertaking the construction of a hyperscale data center campus named Polaris Forge 1, previously known as ELN02, in Ellendale, North Dakota, USA. The project involves the construction of a data center campus comprising three buildings with a total power consumption capacity of 400MW. It includes Building 1, which spans 31,775m2 and has a capacity of 100MW, as well as Buildings 2 and 3, each covering 83,615m2 and equipped with a capacity of 150MW. Additionally, the project includes the construction of data halls equipped with racks, meeting rooms, office space, storage facilities, and parking areas. It also includes the installation of power and cooling systems, along with safety and security systems. The facility is designed and purpose-built for Artificial Intelligence (AI) workloads, including generative AI, natural language processing, machine learning, rendering, and traditional high-performance computing (HPC) applications. It draws power from the utility grid provided by Montana-Dakota Utilities (MDU) and will have a design target PUE of 1.18. It will feature a closed-loop, waterless, direct-to-chip cooling system. Century Builders and McGough Construction have been appointed as the contractors. On February 12, 2025, APLD successfully closed a financing deal amounting to US$375 million with Sumitomo Mitsui Banking Corporation (SMBC). On June 2, 2025, APLD entered into two lease agreements, each approximately 15 years in duration, with CoreWeave. Under these agreements, Applied Digital will provide 250MW of critical IT load (Building 1 and Building 2) to support CoreWeave's AI and HPC infrastructure. On August 29, 2025, APLD finalizes an additional 150MW (Building 3) lease with CoreWeave. In May 2026, APLD closed a US$300 million senior secured bridge facility led by Goldman Sachs. The facility is intended to fund the continued development and construction of the Polaris Forge 1 campus. Applied Digital expects to seek additional financing to fund the completion of construction. The construction work on Building 1, with two phases of 50MW each, commenced in September 2022 and was completed in October 2025. Building 2 is expected to be completed in the third quarter of 2026. Building 3 is anticipated to be completed by 2027. | 46.0124 | -98.5719 | The project involves the construction of a data center campus with a power consumption capacity of 400MW in Ellendale, North Dakota, the US. The US$7,000 million project includes the following: 1. Construction of Building 1 2. Construction of Building 2 3. Construction of Building 3 4. Construction of data halls with racks 5. Construction of meeting rooms 6. Construction of office space 7. Construction of storage facilities 8. Construction of parking facilities 9. Installation of power and cooling systems 10. Installation of safety and security systems | Artificial Intelligence; Heating, ventilation and air conditioning (HVAC); Hyperscale Data Center |  |  | May 2026 - APLD closed a US$300 million senior secured bridge facility led by Goldman Sachs. April 2026 - Key equipment installations are underway for Building 2, alongside slab on grade is complete for UPS rooms with roofing activities continues to progress for Building 3. March 2026 - Installation of hot aisle containment and stainless-steel tech water systems are underway for Building 2, alongside foundations are complete, and nearly 2,000 precast panels have been installed for Building 3. February 2026 - Precast structure is 25 percent complete, and foundations are 85 percent complete for Building 3. January 2026 - The generator and medium-voltage switchgear installation works are progressing for Building 2, alongside foundations are nearing completion with precast erection underway for Building 3. December 2025 - The construction work on Building 1 was completed. September 2025 - The foundational and precast erection work on Building 2 are underway. July 2025 - Construction work on Building 1 is nearing completion. June 2025 - Construction works are underway. February 2025 - APLD secured US$375 million financing from Sumitomo Mitsui Banking Corporation. July 2024 - Construction works are underway. November 2023 - Construction works are underway. October 31, 2023 - A groundbreaking ceremony was held on the project site. Q1 2022 - APLD has announced plans to build a data center campus in Ellendale. | Funding Secured | 2 | Partially Funded | Private | Applied Digital Corp | Century Builders LLC;McGough Construction Co LLC
467020 | 467013 | 2026-05-06 09:49 | AWS – AWS Date Centres: RUH063 – Ar Riyad | AWS – AWS Data Centres – Saudi Arabia | https://construction.globaldata.com/Projects/Overview/467020 | EPC Award | Sub | 200 | 2024 Q1 | 2026 Q3 | 2028 Q4 | Middle East and Africa | Saudi Arabia | Ar Riyad | Riyadh |  |  | Commercial & Leisure | Data Center | Data Center |  | Medium | New | Onshore | Amazon Web Services (AWS), a subsidiary of Amazon, is planning to undertake the development of a new AWS Region in Saudi Arabia that will comprise three availability zones and data centre infrastructure in separate and distinct locations in the Kingdom of Saudi Arabia. The project is identified as RUH063 and will add physical capacity for cloud computing services in the Riyadh market. The facility will support AWS cloud workloads and improve local service resilience and latency. The planned AWS Region aim to provide options for various companies and organisations to run their applications and serve end users from data centres. Each zone will have independent power, cooling, and physical security and is connected through redundant, ultra-low-latency networks. The project involves the construction of a data centre. It also includes the installation of power and cooling systems, construction of server rooms, administrative spaces, installation of racks and IT equipment, installation of safety and security systems and associated facilities. In November 2025, Jones Engineering Group is appointed as EPC contractor and Orient Construction Company Weavers as the civil subcontractor. The construction works are not yet started and awaiting for the building permit. In January 2026, The construction works are not yet started on the project. | 24.6877 | 46.7219 | Amazon Web Services (AWS), a subsidiary of Amazon, is planning to undertake the development of a new AWS Region in Saudi Arabia that will comprise three availability zones and data centre infrastructure in separate and distinct locations in the Kingdom of Saudi Arabia. The project is identified as RUH063 and will add physical capacity for cloud computing services in the Riyadh market. The facility will support AWS cloud workloads and improve local service resilience and latency. The planned AWS Region aim to provide options for various companies and organisations to run their applications and serve end users from data centres. Each zone will have independent power, cooling, and physical security and is connected through redundant, ultra-low-latency networks. The current profile is about RUH063. The US$200 million project includes the following: 1. Construction of a data centre 2. Installation of power and cooling systems 3. Construction of server rooms 4. Construction of an administrative space 5. Installation of racks and IT equipment 6. Installation of safety and security systems 7. Construction of associated facilities | Heating, ventilation and air conditioning (HVAC); Hyperscale Data Center | A new AWS region and data centre RUH063 is being developed in Saudi Arabia. |  | May 2026 - The construction works are yet to commence on the project. January 2026 - The construction works have not yet started on the project. November 2025 - Jones Engineering Group is appointed as EPC contractor and Orient Construction Company Weavers as the civil subcontractor. The construction works have not yet started and awaiting for the building permit. April 2025 - The project is in the design stage. September 29, 2024 - The project is in initial stage and the exact location has not been finalized yet. | No Major Development | 0 | Not Funded / Unconfirmed | Private | Amazon Web Services Inc | Jones Engineering Group
398654 | 398654 | 2026-05-06 09:26 | Megawide – Cavite Data Center – Metro Manila | Megawide – Cavite Data Center – Metro Manila | https://construction.globaldata.com/Projects/Overview/398654 | Planning | Parent | 128 | 2022 Q3 | 2027 Q2 | 2029 Q2 | Asia-Pacific | Philippines | Metro Manila | Manila | Cavite |  | Commercial & Leisure | Data Center | Data Center |  | Low | New | Onshore | Megawide Construction Corporation (Megawide) is planning to build a data center in Cavite, Philippines. The project involves the construction of a data center with a power consumption capacity of 30MW. It includes the construction of data halls with racks, meeting rooms, office space, storage facilities and parking facilities, and the installation of power and cooling systems, safety and security systems. | 14.2737 | 120.7984 | The project involves the construction of a data center with a power consumption capacity of 30MW in Cavite, Philippines. The US$128 million project includes the following: 1. Construction of data halls with racks 2. Construction of meeting rooms 3. Construction of office space 4. Construction of storage facilities 5. Construction of parking facilities 6. Installation of power and cooling systems 7. Installation of safety and security systems | Heating, ventilation and air conditioning (HVAC); Hyperscale Data Center |  |  | May 2026 - Planning activities are underway. November 28, 2025 - We have not been able to obtain further updates on this project. We have retained the same project stage and amended the key dates accordingly. We will update the profile as soon as we obtain any new information. February 06, 2025 - We have not been able to obtain further updates on this project. We have retained the same project stage and amended the key dates accordingly. We will update the profile as soon as we obtain any new information. August 2024 - The project is still in planning as Megawide is seeking for investors. May 2024 - Megawide is still looking for investors. March 2024 - Planning activities are underway. July 2023 - Planning activities are underway. January 2023 - Planning activities are underway. Q3 2022 - Megawide announced plans to build a data center in Cavite, Philippines. | No Major Development | 0 | Not Funded / Unconfirmed | Private | Megawide Construction Corporation
552703 | 552703 | 2026-05-05 19:43 | Humain – 6GW AI Data Centre Campus in Riyadh – Saudi Arabia | Humain – 6GW AI Data Centre Campus in Riyadh – Saudi Arabia | https://construction.globaldata.com/Projects/Overview/552703 | Tender | Parent | 48000 | 2025 Q4 | 2026 Q4 | 2029 Q4 | Middle East and Africa | Saudi Arabia |  |  |  |  | Commercial & Leisure | Data Center | Data Center |  | High | New | Onshore | Saudi artificial intelligence (AI) infrastructure company Humain, owned by the Public Investment Fund (PIF), is planning to undertake the development 6GW hyperscale AI data centre campus in Al-Saad area in Riyadh, Saudi Arabia. The 6GW hyperscale AI data centre campus is planned to be on a 24-square-kilometre site in the Al-Saad area in the Al-Saad area approximately 130 km east of Riyadh. The campus will be delivered in two phases across six plots, each with a capacity of 1GW. It will comprise multiple data centre buildings for high-density AI computing, supported by major power intake and distribution assets, cooling plants, and resilient telecom links. The campus will include security-controlled access, operations and maintenance areas, and supporting utility and service infrastructure to enable round-the-clock operation. The project involves the IT Load Capacity: The facility is planned with an IT load capacity of about 6 GW, AI OS Platform: The facility will support Humain 1 - proprietary AI operating system. It also includes the construction of administrative space, parking facilities, associated facilities, HVAC installation, power systems installation, and safety and security systems. | 23.8859 | 45.0792 | Saudi artificial intelligence (AI) infrastructure company Humain, owned by the Public Investment Fund (PIF), is planning to undertake the development 6GW hyperscale AI data centre campus in Al-Saad area in Riyadh, Saudi Arabia. The 6GW hyperscale AI data centre campus is planned to be on a 24-square-kilometre site in the Al-Saad area in the Al-Saad area approximately 130 km east of Riyadh. The campus will be delivered in two phases across six plots, each with a capacity of 1GW. Plots 1 & 2 will be developed in the first phase and plots 3, 4, 5 & 6 will be in the second phase. It will comprise multiple data centre buildings for high-density AI computing, supported by major power intake and distribution assets, cooling plants, and resilient telecom links. The campus will include security-controlled access, operations and maintenance areas, and supporting utility and service infrastructure to enable round-the-clock operation. The US$48000 million project includes the following: Key Technical Features: 1. IT Load Capacity: The facility is planned with an IT load capacity of about 6 GW 2. AI OS Platform: The facility will support Humain 1 - proprietary AI operating system 3. Construction of an administrative space 4. Installation of electrical equipment 5. Installation of power systems 6. Site preparation and earthworks 7. Installation of telecom systems 8. Infrastructure, including internal roads and utility corridors 9. Installation of safety and security systems 10. Construction of associated facilities | Heating, ventilation and air conditioning (HVAC); Hyperscale Data Center | Datacenter campus is planned to be built in Saudi Arabia. |  | May 2026 - The main contract tender has been issued for Infrastructure works and the bid submission deadline is on May 08, 2026. Egis Group, Hatch, JLL and Turner & Townsend are the client consultant and PMO on the project. December 03, 2025 - The project plan has been announced. | Major Tender Work in Progress | 2 | Not Funded / Unconfirmed | Public | Al-Mustaqbal Lil-Thaka Al-Istinai Co |  |  | Egis Group;Hatch Ltd;JLL Ltd;Turner & Townsend Ltd
565109 | 507751 | 2026-05-05 18:13 | Bell – Merritt Data Center – British Columbia | Bell – Bell Canada AI Data Centers Program – British Columbia | https://construction.globaldata.com/Projects/Overview/565109 | Execution | Parent | 40 | 2024 Q1 | 2025 Q3 | 2026 Q4 | North America | Canada | British Columbia |  |  |  | Commercial & Leisure | Data Center | Data Center |  |  | New | Onshore | Bell Canada is undertaking the construction of a data center in Merritt, British Columbia, Canada. The project involves the construction of a 3,066m2 data center with a consumption capacity of 7MW on 2ha of land. It includes the construction of data halls, server rooms, a substation and the installation of generators and uninterruptible power supply (UPS) units, cooling systems and safety and security systems. TrueNorth Sustainable Infrastructure Inc has been appointed as the developer, and Quasar Consulting Group will be providing design-build services and mechanical and electrical engineering services. The facility is powered by BUZZ HPC’s specialized high-density, liquid-cooled infrastructure and accelerated GPU computing and will use closed-loop water cooling system for cooling. | 50.1125 | -120.7884 | The project involves the construction of a 3,066m2 data center with a consumption capacity of 7MW on 2ha of land in Merritt, British Columbia, Canada. The US$40 million project includes the following: 1. Construction of data halls 2. Construction of server rooms 3. Construction of a substation 4. Installation of generators and uninterruptible power supply (UPS) units 5. Installation of the cooling system 6. Installation of safety and security systems |  |  |  | May 2026 - Construction works are underway. July 2025 - Construction works are underway. Q1 2024 - Bell Canada announced plans to build a data center in Merritt, British Columbia. | Project work on Schedule | 1 | Not Funded / Unconfirmed | Private | Bell Canada | Quasar Consulting Group | Quasar Consulting Group | Quasar Consulting Group
565108 | 507751 | 2026-05-05 18:12 | Bell – Mission Flats Data Center – British Columbia | Bell – Bell Canada AI Data Centers Program – British Columbia | https://construction.globaldata.com/Projects/Overview/565108 | Construction Complete | Parent | 40 | 2024 Q1 | 2024 Q4 | 2025 Q2 | North America | Canada | British Columbia | Kamloops |  |  | Commercial & Leisure | Data Center | Data Center |  |  | New | Onshore | Bell Canada has undertaken the construction of a data center in Kamloops, British Columbia, Canada. The project involved the construction of a 3,066m2 data center with a consumption capacity of 7MW powered by Groq's cutting-edge LPUs, which are optimized for AI inference tasks. It included the construction of data halls, server rooms, a substation and the installation of generators and uninterruptible power supply (UPS) units, cooling systems and safety and security systems. The facility will be powered by clean hydroelectric power and feature a clever district energy system that will use server heat to warm campus buildings. It will utilize a closed-loop cooling system for cooling. TrueNorth Sustainable Infrastructure Inc has been appointed as the developer, and Quasar Consulting Group will be providing design-build services and mechanical and electrical engineering services. | 50.6665 | -120.3192 | The project involved the construction of a 3,066m2 data center with a consumption capacity of 7MW in Kamloops, British Columbia, Canada. The US$40 million project included the following: 1. Construction of data halls 2. Construction of server rooms 3. Construction of a substation 4. Installation of generators and uninterruptible power supply (UPS) units 5. Installation of the cooling system 6. Installation of safety and security systems | Heating, ventilation and air conditioning (HVAC) |  |  | June 2025 - Construction works were completed. October 2024 - Construction works are underway. Q1 2024 - Bell Canada announced plans to build a data center in Kamloops,British Columbia. | Construction Completed | 5 | Not Funded / Unconfirmed | Private | Bell Canada | Quasar Consulting Group | Quasar Consulting Group | Quasar Consulting Group
536194 | 507751 | 2026-05-05 18:12 | Bell – Kamloops 2 AI Data Center – British Columbia | Bell – Bell Canada AI Data Centers Program – British Columbia | https://construction.globaldata.com/Projects/Overview/536194 | Planning | Parent | 155 | 2024 Q1 | 2027 Q1 | 2028 Q4 | North America | Canada | British Columbia | Kamloops | 1452 McGill Rd | V2C 0C8 | Commercial & Leisure | Data Center | Data Center |  | Medium | New | Onshore | Bell Canada is planning to build a AI data center in Kamloops, British Columbia, Canada. The project involves the construction of a colocation AI data center with a consumption capacity of 26MW. It includes the construction of data halls, server rooms, a substation and the installation of generators and uninterruptible power supply (UPS) units, cooling systems and safety and security systems. The facility will be powered by renewable hydroelectricity. It will use a closed-loop liquid cooling system for cooling. The facility is the second one of two 26MW data centers planned in Kamloops, as part of Bell AI Fabric infrastructure project with a total capacity of 500MW across six facilities in British Columbia. | 50.6665 | -120.3192 | The project involves the construction of a data center with a consumption capacity of 26MW in Kamloops, British Columbia, Canada. The US$155 million project includes the following: 1. Construction of data halls 2. Construction of server rooms 3. Construction of a substation 4. Installation of generators and uninterruptible power supply (UPS) units 5. Installation of the cooling system 6. Installation of safety and security systems | Colocation Data Center; Heating, ventilation and air conditioning (HVAC) |  |  | May 2026 - Planning activities are underway. August 2025 - Planning activities are underway. Q1 2024 - Bell Canada announced plans to build an AI Data Center in Kamloops. | Project work on Schedule | 1 | Not Funded / Unconfirmed | Private | Bell Canada
536085 | 507751 | 2026-05-05 18:12 | Bell – 1452 McGill Road AI Data Center – British Columbia | Bell – Bell Canada AI Data Centers Program – British Columbia | https://construction.globaldata.com/Projects/Overview/536085 | Execution | Parent | 155 | 2024 Q1 | 2026 Q2 | 2027 Q4 | North America | Canada | British Columbia | Kamloops | 805 Tru Way. | V2C 0C8 | Commercial & Leisure | Data Center | Data Center |  |  | New | Onshore | Bell Canada and Thompson Rivers University (TRU) are undertaking the construction of a AI data center in Kamloops, British Columbia, Canada. The project involves the construction of a 3,159m2 data center building with a consumption capacity of 26MW. It includes data halls, server rooms, office spaces and the installation of generators, cooling systems, and safety and security systems. The facility will be powered by clean hydroelectric power and feature a clever district energy system that will use server heat to warm campus buildings. It will utilize a closed-loop cooling system for cooling. TrueNorth Sustainable Infrastructure Inc has been appointed as the developer, and Quasar Consulting Group will be providing design-build services, mechanical and electrical engineering services, and Computational Fluid Dynamics (CFD) Modeling. The facility is the first one of two 26MW data centers planned in Kamloops, as part of Bell AI Fabric infrastructure project with a total capacity of 500MW across six facilities in British Columbia. Construction commenced in April 2026 and is scheduled to be completed by 2027. | 50.6708 | -120.366 | The project involves the construction of a 3,159m2 data center building with a consumption capacity of 26MW at 1452 McGill Road in Kamloops, British Columbia, Canada. The US$155 million project includes the following: 1. Construction of data halls 2. Construction of server rooms 3. Construction of office spaces 4. Installation of generators 5. Installation of cooling systems 6. Installation of safety and security systems | Heating, ventilation and air conditioning (HVAC) |  |  | May 2026 - Construction works are underway. April 2026 - A groundbreaking cerecmony was held marking the start of construction. August 2025 - Planning activities are underway. Q1 2024 - Bell Canada announced plans to build an AI Data Center in Kamloops. | Project work on Schedule | 1 | Not Funded / Unconfirmed | Private | Bell Canada | Quasar Consulting Group | Quasar Consulting Group | Quasar Consulting Group
507751 | 507751 | 2026-05-05 18:11 | Bell – Bell Canada AI Data Centers Program – British Columbia | Bell – Bell Canada AI Data Centers Program – British Columbia | https://construction.globaldata.com/Projects/Overview/507751 | Execution | Program | 1000 | 2024 Q1 | 2024 Q4 | 2029 Q4 | North America | Canada | British Columbia |  |  |  | Commercial & Leisure | Data Center | Data Center |  |  | New | Onshore | Bell Canada is undertaking the construction of data centers in British Columbia, Canada. The program involves the construction of six artificial intelligence (AI) data center buildings with a consumption capacity of 500MW. It includes the construction of warehouses, office spaces, storage facilities and parking facilities. The program includes the following: >A 7MW AI inference center in Kamloops in partnership with Groq, an AI inference provider, and is powered by language processing units (LPUs), which are designed to accelerate artificial intelligence inference tasks, particularly for large language models (LLMs). >A 7MW data center in Merritt. >A 26MW AI data center at Thompson Rivers University (TRU) in Kamloops will facilitate AI training and inference, providing access to advanced compute resources for students and faculty through integration with the BCNET network. Waste heat from this facility will be repurposed into TRU’s district energy system. >A 26MW data center in Kamloops is scheduled to open in 2027. >Two AI data centers, with a combined capacity exceeding 400MW and designed for high-density AI workloads. Quasar Consulting Group will be providing design-build services, mechanical and electrical engineering services, and Computational Fluid Dynamics (CFD) Modeling. The facility will be powered by clean hydroelectric power and feature a clever district energy system that will use server heat to warm campus buildings. It will utilize a closed-loop cooling system for cooling. TrueNorth Sustainable Infrastructure Inc has been appointed as the developer for Thompson Rivers University (TRU) Data Center in Kamloops. Cohere will be providing full-stack sovereign AI solutions, and Buzz High Performance Computing (HPC), a subsidiary of Vancouver-based Hive Digital Technologies, will provide the Nvidia-based tech stack infrastructure. The first 7MW facility in Kamloops was completed in June 2025. The second 7MW facility in Merritt is under construction as of May 2026. In April 2026, A groundbreaking ceremony was held marking the start of construction of a 26MW data center on McGill Road at Thompson Rivers University (TRU) in Kamloops, and construction is scheduled to be completed by 2027. | 51.3336 | -120.8136 | The program involves the construction of six AI data center buildings with a consumption capacity of 500MW in British Columbia, Canada. The US$1,000 million program includes the following: 1. Construction of data halls 2. Construction of office spaces 3. Construction of storage facilities 4. Construction of parking facilities 5. Installation of safety and security systems | Artificial Intelligence; Heating, ventilation and air conditioning (HVAC) | [5 empty] | Not Funded / Unconfirmed | Private | Bell Canada
400090 | 400090 | 2026-05-05 17:57 | Iron Mountain/ Web Werks India – Mumbai 3 Data Center – Maharashtra | Iron Mountain/ Web Werks India – Mumbai 3 Data Center – Maharashtra | https://construction.globaldata.com/Projects/Overview/400090 | Execution | Parent | 170 | 2022 Q4 | 2024 Q3 | 2026 Q4 | Asia-Pacific | India | Maharashtra | Mumbai | Rabale, Navi Mumbai |  | Commercial & Leisure | Data Center | Data Center |  |  | New | Onshore | Web Werks and Iron Mountain Inc. are undertaking the construction of a colocation, tier III data center in Rabale, Navi Mumbai, Mumbai, Maharashtra, India. The project involves the construction of a data center with a consumption capacity of 32MW on 2.02ha of land. It includes the construction of administrative space, server rooms, control rooms, office space, a power station with a capacity of 120MVA (Megavolt Amperes), heat recovery systems, the installation of heat pumps, and safety and security systems. | 19.144 | 72.9881 | The project involves the construction of a data center with a consumption capacity of 32MW on 2.02ha of land in in Rabale, Navi Mumbai, Mumbai Maharashtra, India. The US$170 million project includes the following: 1. Construction of administrative space 2. Construction of server rooms 3. Construction of control rooms 4. Construction of office space 5. Construction of a power substation with a capacity of 120MVA (Megavolt Amperes) 6. Construction of heat recovery systems 7. Installation of heat pumps 8. Installation of safety and security systems | Colocation Data Center; Heating, ventilation and air conditioning (HVAC); Tier 3 Data Center |  |  | May 05, 2026 - We have not been able to obtain further updates on this project. We have retained the same project stage and amended the key dates accordingly. We will update the profile as soon as we obtain any new information. September 2025 - Construction activities are underway. January 2023 - Iron Mountain and Web Werks India announced a plan to build a data center in Mumbai. | Information Unavailable |  | Not Funded / Unconfirmed | Private | Iron Mountain Inc;Web Werks India Pvt Ltd
564966 | 564966 | 2026-05-05 17:57 | FBT Fusion/ Indo Bras – The RiverHook Village Data Center – Sao Paulo | FBT Fusion/ Indo Bras – The RiverHook Village Data Center – Sao Paulo | https://construction.globaldata.com/Projects/Overview/564966 | Planning | Parent | 1002 | 2025 Q3 | 2026 Q4 | 2028 Q2 | South and Central America | Brazil | Sao Paulo | Pindamonhangaba |  |  | Commercial & Leisure | Data Center | Data Center |  | Medium | New | Onshore | Indo-Bras United and LetsGoFusion through their joint venture are planning to construct a data center in Pindamonhangaba, São Paulo, Brazil. The project involves the construction of a data center with 150MW capacity, research and development(R&D) center in artificial intelligence, a web-commerce unit, office accommodations, and parking facilities, and the installation of security systems and submarine optical cables. The project be located just to the right of the access to Via Estrutural via SP-62. The data center will use a closed-loop cooling system, which significantly reduces water and energy consumption — an important differentiator for high-demand computing operations. | -22.9239 | -45.4617 | The project involves the construction of a data center with 150MW capacity on a 50ha area in Pindamonhangaba, São Paulo, Brazil. The US$1002 million project includes the following: 1. Construction of a data center 2. Construction of a research and development(R&D) center in artificial intelligence 3. Construction of a web-commerce unit 4. Construction of office accommodations 5. Construction of parking facilities 6. Installation of submarine optical cables 7. Installation of security systems |  |  |  | May 04, 2026 - Planning activities are underway. Q3 2025 - Indo-Bras United and LetsGoFusion announced plans to construct a new data center in São Paulo. | Project work on Schedule | 1 | Not Funded / Unconfirmed | Private | FBT Fusion Business and Technology;Indo Bras United Ltda
512508 | 512503 | 2026-05-05 17:53 | Echelon Data Centres – DUB30 Data Center: Phase II – Leinster | Echelon Data Centres – DUB30 Data Center – Leinster | https://construction.globaldata.com/Projects/Overview/512508 | Planning | Sub | 705 | 2020 Q3 | 2027 Q4 | 2028 Q4 | Europe | Ireland | Leinster |  | Kish Business Park, Oakdale, County Wicklow | Y14 F306 | Commercial & Leisure | Data Center | Data Center |  | Low | New | Onshore | Echelon Data Centres (EDC) is planning to undertake the construction of a colocation data center at 6km from Kish Business Park, Arklow, in Wicklow County, Leinster, Ireland. The project involves the construction of a data center with a consumption capacity of 60MW. It includes a substation, internal access roads and car and cycle parking spaces and the installation of lighting and security fencing and safety and security systems. The project will source power from the national grid, with up to 1,000MW of renewable power connected to the onsite substation and co-locate battery energy storage systems and use hydrotreated vegetable oil (HVO) to reduce onsite generation emissions by up to 90%. It will utilise an air cooling system. Direct power and fibre ducts can be run from the DUB20 site to the DUB30 site. EDC acquired the land for the project development in 2019. The project is scheduled be completed by 2028. | 52.7775 | -6.1698 | The project involves the construction of a 60MW data center in Leinster, Ireland. The US$705 million project includes the following: 1. Construction of a substation 2. Construction of internal access roads 3. Construction of car and cycle parking spaces 4. Installation of lighting and security fencing 5. Installation of generators 6. Installation of equipment and cooling systems | Green data center; Heating, ventilation and air conditioning (HVAC); Tier 4 Data Center |  |  | May 2026 - Planning activities are underway. November 2025 - Planning activities are underway. July 2025 - Planning activities are underway. May 2025 - Planning activities are underway. August 2024 - Planning activities are underway. August 2023 - Planning activities are underway. January 2022 - Planning activities are underway. April 2021 - Planning activities are underway. October 2020 - Planning activities are underway. Q3 2020 - EDC announced plans to build a data center in Wicklow County. | No Major Development | 0 | Not Funded / Unconfirmed | Private | Echelon Data Centres Ltd
353047 | 512503 | 2026-05-05 17:43 | Echelon Data Centres – DUB30 Data Center: Phase I – Leinster | Echelon Data Centres – DUB30 Data Center – Leinster | https://construction.globaldata.com/Projects/Overview/353047 | Execution | Sub | 1060 | 2020 Q1 | 2026 Q1 | 2028 Q4 | Europe | Ireland | Leinster |  | Kish Business Park, Oakdale, County Wicklow | Y14 F306 | Commercial & Leisure | Data Center | Data Center | Parking Facilities |  | New | Onshore | Echelon Data Centres (EDC) is undertaking the construction of a colocation, tier IV data center at Kish Business Park, Arklow, in Wicklow County, Leinster, Ireland. The project includes the construction of a 66,630m2 data center with a consumption capacity of 90MW, comprising three ICT facility buildings each with a floor area of 21,240m2 with 10.4m in height. The first phase includes the construction of a 110kV substation with GIS technology and two 110kV underground transmission cables, associated electrical and mechanical equipment rooms, loading bays, maintenance and storage space, a sollar plant, office administration areas, and staff facilities; flue stacks and associated plant are provided in fenced compounds adjacent to each ICT facility, internal road network and circulation areas, footpaths, 180 car parking spaces (60 spaces to serve each ICT facility) and 18 cycle parking spaces, a 175m2 gatehouse, associated site works including underground foul and storm water drainage network, attenuation and percolation areas, and utility cables, landscaping and planting, boundary treatments, demolition of existing outbuildings on the subject site, along with all site clearance and enabling works and the installation of lighting and security fencing. The project will source power from the national grid, with up to 1,000MW of renewable power connected to the onsite substation and co-locate battery energy storage systems and use hydrotreated vegetable oil (HVO) to reduce onsite generation emissions by up to 90%. It will utilise an air cooling system. This project will generate electricity that is fed into the national grid. The power will come from a combination of gas and renewable sources, including solar energy, battery storage, and biomethane. It is designed to have the capacity to generate power and dispatch it to the electricity grid as needed. Additionally, it features a fibre and power interconnection with DUB20, incorporating an integrated energy architecture for a grid-resilient zone that operates without congestion restrictions. Reddy Architecture + Urbanism has been appointed as the architect and landscape architect, John Spain Associates Ltd as the planning consultant, AWN Consulting Ltd as the environmental consultant, Aecom Ltd as the civil and structural engineer, Black & White Engineering as the mechanical & electrical engineer and EDC is undertaking the construction works. The facility draws power from the national grid and a wind farm with up to 1,000MW of renewable power connected to the onsite substation. It will also feature an air cooling system and will be backed up by generators. EDC acquired the land for the project development in 2019. In October 2020, Crag Wicklow Ltd, an affiliate of EDC, submitted a planning application to the Wicklow County Council (WCC) and secured conditional approvals from the Wicklow County Council in April 2021. In July 2025, Echelon submitted a planning application for two warehouses with a floor area of 2,400 m2 and a solar farm, which was refused by Wicklow County Council in September 2025. The project is scheduled to be completed by 2028. | 52.7775 | -6.1698 | The project involves the construction of a 90MW data center on 24.16ha of land in Leinster, Ireland. The US$1,060 million project includes the following: 1. Construction of a 110kV substation with Gas Insulated Switchgear (GIS) technology and two 110kV underground transmission cables 2. Construction of three 22,210m2 of part one and two-story information and communication technology (ICT) facility buildings with a height of 10.4m 3. Construction of flue stacks and associated plant is provided in fenced compounds adjacent to each ICT facility 4. Construction of the internal road network and circulation areas 5. Construction of footpaths 6. Construction of 180 car parking spaces and 18 cycle parking spaces 7. Construction of a 175m2 gatehouse 8. Construction of associated site works, including underground foul and storm water drainage network, attenuation and percolation areas, and utility cables 9. Extension of the existing road serving Kish Business Park to access the subject site, with gated access points to the proposed ICT facility 10. Landscaping and planting, boundary treatments 11. Demolition of existing outbuildings on the subject site, along with all site clearance and enabling works 12. Installation of lighting and security fencing 13. Installation of 20 emergency generators for each ICT facility building | Colocation Data Center; Heating, ventilation and air conditioning (HVAC); Tier 4 Data Center |  | echelon-dc.com/dub30 | May 2026 - Construction activities are underway. November 2025 - The project is awaiting planning approvals for the substation building. September 2025 - A planning application for the solar farm construction has been rejected by Wicklow County Council. July 2025 - Echelon submitted a planning application for two warehouses with a floor area of 2,400 m2 and a solar farm. January 2022 - The project secured a debt finance deal with Starwood Capital Group. April 2021 - Echelon secured conditional approvals from the Wicklow County Council. October 28, 2020 - Crag Wicklow Ltd, a shareholder of EDC, submitted a planning application to the WCC. Q3 2020 - EDC announced plans to build a DUB30 data center in Wicklow County. | Project work on Schedule | 1 | Not Funded / Unconfirmed | Private | Echelon Data Centres Ltd |  | Reddy Architecture + Urbanism | Aecom Ltd;Alan Traynor Consulting Engineers Ltd;AWN Consulting Ltd;Black & White Engineering;Homan O'Brien Associates Ltd;John Spain Associates;LMH Engineering Ltd
512503 | 512503 | 2026-05-05 17:28 | Echelon Data Centres – DUB30 Data Center – Leinster | Echelon Data Centres – DUB30 Data Center – Leinster | https://construction.globaldata.com/Projects/Overview/512503 | Execution | Parent | 1765 | 2020 Q3 | 2026 Q1 | 2028 Q4 | Europe | Ireland | Leinster |  | Kish Business Park, Oakdale, County Wicklow | Y14 F306 | Commercial & Leisure | Data Center | Data Center | Parking Facilities |  | New | Onshore | Echelon Data Centres (EDC) is undertaking the construction of a colocation tier IV data center at Kish Business Park, Arklow, in Wicklow County, Leinster, Ireland. The project involves the construction of a data center with a total consumption capacity of 150MW on 24.16ha of land. It will be developed in two phases. The first phase includes the construction of a 66,630m2 data center with a consumption capacity of 90MW, comprising three ICT facility buildings each with a gross floor area of 22,210m2 with 10.4m in height, and the second phase includes a data center with a consumption capacity of 60MW. The first phase includes the construction of a 110kV substation with GIS technology and two 110kV underground transmission cables, associated electrical and mechanical equipment rooms, loading bays, maintenance and storage space, a sollar plant, office administration areas, and staff facilities; flue stacks and associated plant are provided in fenced compounds adjacent to each ICT facility, internal road network and circulation areas, footpaths, 180 car parking spaces (60 spaces to serve each ICT facility) and 18 cycle parking spaces, a 175m2 gatehouse, associated site works including underground foul and storm water drainage network, attenuation and percolation areas, and utility cables, landscaping and planting, boundary treatments, demolition of existing outbuildings on the subject site, along with all site clearance and enabling works and the installation of lighting and security fencing. The project draws power from a 100MW utility grid and also from a wind farm. It will feature a fiber and power interconnection with DUB20, incorporating an integrated energy architecture for a grid-resilient zone that operates without congestion restrictions and has the potential to integrate up to 1,000MW of offshore wind. It will use 20 generators to co-locate battery energy storage systems and use hydrotreated vegetable oil (HVO) to reduce onsite generation emissions by up to 90%. It will also feature an air cooling system. Direct power and fibre ducts can be run from the DUB20 site to the DUB30 site. Reddy Architecture + Urbanism has been appointed as the architect and landscape architect, John Spain Associates Ltd as the planning consultant, AWN Consulting Ltd as the environmental consultant, and Alan Traynor Consulting Engineers Ltd and Aecom Ltd are the civil and structural engineer, LMH Engineering Ltd as the mechanical engineer, Black & White Engineering as the consulting engineer and Homan O'Brien Associates Ltd as the mechanical & electrical engineer. In October 2020, Crag Wicklow Ltd, an affiliate of EDC, submitted a planning application to the Wicklow County Council (WCC) and secured conditional approvals from the Wicklow County Council in April 2021. Again in February 2024, Crag applied the amendments of the approved plan and secured a conditional approval in July 2024. In July 2025, Echelon submitted a planning application for two warehouses with a floor area of 2,400m2 and a solar farm, which Wicklow County Council refused in September 2025. The project is scheduled to be completed by 2028. | 52.7775 | -6.1698 | The project involves the construction of a colocation data center with a consumption capacity of 150MW on 24.16ha of land in Leinster, Ireland. The US$1,765 million project includes the following: 1. Construction of a 110kV substation with Gas Insulated Switchgear (GIS) technology and two 110kV underground transmission cables 2. Construction of three 22,210m2 of part one and two-story information and communication technology (ICT) facility buildings with a height of 10.4m 3. Construction of flue stacks and associated plant is provided in fenced compounds adjacent to each ICT facility 4. Construction of the internal road network and circulation areas 5. Construction of footpaths 6. Construction of 180 car parking spaces and 18 cycle parking spaces 7. Construction of a 175m2 gatehouse 8. Construction of associated site works, including underground foul and storm water drainage network, attenuation and percolation areas, and utility cables 9. Extension of the existing road serving Kish Business Park to access the subject site, with gated access points to the proposed ICT facility 10. Landscaping and planting, boundary treatments 11. Demolition of existing outbuildings on the subject site, along with all site clearance and enabling works 12. Installation of lighting and security fencing 13. Installation of 20 emergency generators for each ICT facility building | Colocation Data Center; Heating, ventilation and air conditioning (HVAC); Tier 4 Data Center |  |  | May 2026 - Construction activities are underway on the first phase of the project. November 2025 - The project is awaiting planning approvals for the substation building. September 2025 - A planning application for the solar farm construction has been rejected by Wicklow County Council. July 2025 - Echelon submitted a planning application for two warehouses with a floor area of 2,400 m2 and a solar farm. January 2022 - The project secured a debt finance deal with Starwood Capital Group. April 2021 - Echelon secured conditional approvals from the Wicklow County Council. October 28, 2020 - Crag Wicklow Ltd, a shareholder of EDC, submitted a planning application to the WCC. Q3 2020 - EDC announced plans to build a DUB30 data center in Wicklow County. | Project work on Schedule | 1 | Not Funded / Unconfirmed | Private | Echelon Data Centres Ltd |  | Reddy Architecture + Urbanism | Aecom Ltd;Alan Traynor Consulting Engineers Ltd;AWN Consulting Ltd;Black & White Engineering;Homan O'Brien Associates Ltd;John Spain Associates;LMH Engineering Ltd
424811 | 424811 | 2026-05-05 16:17 | atNorth – FIN04 Data Center – Kymenlaakso | atNorth – FIN04 Data Center – Kymenlaakso | https://construction.globaldata.com/Projects/Overview/424811 | Execution | Parent | 2155 | 2023 Q1 | 2024 Q3 | 2028 Q4 | Europe | Finland | Kymenlaakso | Kouvola | Myllykoski |  | Commercial & Leisure | Data Center | Data Center |  |  | New | Onshore | atNorth is undertaking the construction of a hyperscale data center in Ummeljoki near the Kymijoki beach in Kouvola, Kymenlaakso, Finland. The project involves the construction of a 53,000m2 data center with a power consumption capacity of 430MW on 45ha of land. It includes the construction of two meeting rooms, office space, storage space, parking facility, the installation of EV charging facility, UPS and generators for power backup, safety and security systems. It will be developed in phases. The first phase involves the construction of a data center with a power capacity of 60MW. The project is committed to operating on renewable energy. It will be equipped with UPS systems and will utilize a free air-cooling system. Primary cooling will be provided by chilled water systems in combination with modern mechanical cooling systems, modular compressors with free cooling capabilities in N+1 redundancy. The facility is committed to operating on 100% renewable energy. It draws power from the utility grid operated by Fingrid through N+1 power distribution design. The primary cooling provided by chilled water systems in combination with modern mechanical cooling systems, modular compressors with free cooling capabilities in N+1 redundancy, including N+2 fan wall cooling. The data center targets to achieve the power usage effectiveness (PUE) of below 1.2. The excess heat from the data center to be recycled through the KSS Energia heating plant to provide heating and hot water for the local community. atNorth bought site the site from Redeve Oy in 2018. In February 2026, atNorth has applied for a building permit for three new data center buildings expanding the FIN04 campus. | 60.7653 | 26.7646 | The project involves the construction of a 53,000m2 data center with a power consumption capacity of 430MW on 45ha of land near the former factory site of Myllikoski near Kaimijoki and the old Kouvola Paper Mill, which is 139km northeast of Helsinki and 52km from the City of Hamina in near the Kymijoki beach in Kouvola, Kymenlaakso, Finland. The US$2,155 million project includes the following: 1. Construction of meeting rooms 2. Construction of office space 3. Construction of storage space 4. Construction of parking facility 5. Installation of EV charging facility 6. Installation of UPS and generators 7. Installation of safety and security systems | EV Charging Stations; Green data center; Heating, ventilation and air conditioning (HVAC); Hyperscale Data Center |  |  | May 2026 - Construction activities are underway. February 2026 - atNorth has applied for a building permit for three new data center buildings. December 2025 - Construction activities are underway. July 2025 - Construction activities are underway. November 2024 - Construction works are underway. Q3 2024 - Construction works are underway. June 2024 - The project secured building permit for 26,000m2 area from the City Technical Board and preparatory work is underway. December 2023 - Planning activities are underway. Q1 2023 - atNorth announced plans to build a data center in Kouvolaa. | Project work on Schedule | 1 | Not Funded / Unconfirmed | Private | atNorth ehf |  | Olla Architecture | A-Insinoorit Suunnittelu Oy
524076 | 424811 | 2026-05-05 16:17 | atNorth – FIN04 Data Center: Phase I – Kymenlaakso | atNorth – FIN04 Data Center – Kymenlaakso | https://construction.globaldata.com/Projects/Overview/524076 | Execution | Sub | 200 | 2023 Q1 | 2024 Q3 | 2027 Q2 | Europe | Finland | Kymenlaakso | Kouvola | Myllykoski |  | Commercial & Leisure | Data Center | Data Center |  |  | New | Onshore | atNorth is undertaking the construction of a hyperscale data center in Ummeljoki, near the Kymijoki beach in Kouvola, Kymenlaakso, Finland. The project involves the construction of a data center with a consumption capacity of 60MW on 23ha of land. It includes the construction of two meeting rooms, office space, storage space, parking facility, the installation of EV charging facility, UPS and generators for power backup, safety and security systems. The facility is committed to operating on 100% renewable energy. It draws power from the utility grid operated by Fingrid through N+1 power distribution design. The primary cooling provided by chilled water systems in combination with modern mechanical cooling systems, modular compressors with free cooling capabilities in N+1 redundancy, including N+2 fan wall cooling. The data center targets to achieve the power usage effectiveness (PUE) of below 1.2. The excess heat from the data center to be recycled through the KSS Energia heating plant to provide heating and hot water for the local community. A-Insinoorit Suunnittelu Oy has been appointed as a town planner, Olla Architecture as an architect. Construction works are anticipated to be completed in the second quarter of 2027. | 60.7653 | 26.7646 | The project involves the construction of a data center with a consumption capacity of 60MW on 23ha of land in Ummeljoki near the Kymijoki beach in Kouvola, Kymenlaakso, Finland. The US$200 million project includes the following: 1. Construction of two meeting rooms 2. Construction of office space 3. Construction of storage space 4. Construction of parking facility 5. Installation of EV charging facility 6. Installation of UPS and generators 7. Installation of safety and security systems | EV Charging Stations; Green data center; Heating, ventilation and air conditioning (HVAC); Hyperscale Data Center |  |  | May 2026 - Construction works are underway. December 2025 - Construction works are underway. July 2025 - Construction works are underway. Q3 2024 - Construction works are underway. June 2024 - The project secured approvals from the City Technical Board, and preparatory work are underway. Q1 2023 - atNorth announced plans to build a data center in Kouvola. | Project work on Schedule | 1 | Not Funded / Unconfirmed | Private | atNorth ehf |  | Olla Architecture | A-Insinoorit Suunnittelu Oy
350105 | 350105 | 2026-05-05 14:57 | CapitaLand – Chennai 01 Data Center – Tamil Nadu | CapitaLand – Chennai 01 Data Center – Tamil Nadu | https://construction.globaldata.com/Projects/Overview/350105 | Execution | Parent | 136 | 2020 Q4 | 2024 Q4 | 2026 Q4 | Asia-Pacific | India | Tamil Nadu | Ambattur | Pattravakkam Road, Sidco Industrial Estate | 600053 | Commercial & Leisure | Data Center | Data Center |  |  | New | Onshore | CapitaLand Ltd (CapitaLand) is constructing a hyperscale data center in Ambattur, Chennai, Tamil Nadu, India. The project involves the construction of a seven-story 39,019m2 data center with a power consumption capacity of 54MW with space for 5,500 racks on 1.61ha of land. It includes the construction of server rooms, meeting rooms, administrative space, storage space, 110kV gas-insulated substation, the installation of equipment, safety and security systems. The facility draws power from the utility grid. It will use liquid cooling system to support AI, cloud, and large-scale enterprise compute. The project has been designed to meet the requirements for LEED (Leadership in Energy and Environmental Design) Gold Certification. Construction works commenced in December 2024 and are scheduled to be completed by the end of 2026. | 13.1112 | 80.1596 | The project involves the construction of a seven-storey 39,019m2 data center with a power consumption capacity of 54MW with space for 5,500 racks on 1.61ha of land at Pattravakkam Road, Sidco Industrial Estate in Ambattur, Chennai, Tamil Nadu, India. The US$136 million project includes the following: 1. Construction of server rooms 2. Construction of meeting rooms 3. Construction of administrative space 4. Construction of storage space 5. Construction of 110kV gas-insulated substation 6. Installation of equipment 7. Installation of safety and security systems | Elevator; Heating, ventilation and air conditioning (HVAC); Hyperscale Data Center; LEED; Potential E&E |  |  | May 2026 - Construction works are underway. December 2025 - Construction works are underway. April 2025 - Construction works are underway. Q4 2024 - Construction works are commenced. July 2024 - Planning activities are underway. December 2023 - Planning activities are underway. September 2023 - The project is awaiting approvals. April 2023 - Planning activities are underway. December 2022 - CapitaLand acquired 1.6ha of land from Godrej Group. October 2022 - Planning activities are underway. July 2021 - The Tamil Nadu government signed an MoU with the CapitaLand. Q4 2020 - CapitaLand announced the plans to build the data center in Ambattur. | Project work on Schedule | 1 | Not Funded / Unconfirmed | Private | CapitaLand Group Pte Ltd | CapitaLand Group Pte Ltd
525801 | 525801 | 2026-05-05 14:25 | CENTRA Digital – Reno RNO2 Data Center – Nevada | CENTRA Digital – Reno RNO2 Data Center – Nevada | https://construction.globaldata.com/Projects/Overview/525801 | Execution | Parent | 30 | 2024 Q3 | 2025 Q4 | 2026 Q4 | North America | United States | Nevada | Reno | 265 Keystone Avenue | 89503 | Commercial & Leisure | Data Center | Data Center | Parking Facilities |  | Redevelopment | Onshore | CENTRA Digital Interconnect (CENTRA Digital) is undertaking the construction of a Tier III colocation data center at 265 Keystone Avenue in Reno, Nevada, the US. The project involves the construction of a two-story 8,360m2 data center with a power consumption capacity of 12MW on 1ha of land. It includes the construction of server rooms with racks, meeting rooms, office space, storage facilities, and 28 parking spaces, and the installation of generators, safety, and security systems. The project will be developed in two phases. The first phase will involves the construction of a 3,345m2 data center building. The site is occupied by a warehouse building, which will be demolished for the development of the data center. The facility is engineered to support the demands of AI-ready workloads, edge deployments, and modern, high-resiliency colocation environments. The facility will be powered by renewable energy through NV Energy. It utilizes a 2N power distribution system, ensuring dual redundancy with A-side and B-side configurations. It will support energy-efficient air-cooled closed loop system, including free cooling as well as liquid cooling for high-density workloads. The facility is designed to achieve LEED certification. AHS architects, Inc. has been appointed as the architect, Kimley-Horn and Associates Inc as the planning consultant, Burdette, Koehler, Murphy & Associates, Inc. as the MEP Consultant, Clark Construction Group as the contractor, Clark Pacific as the fabrication unit supply contractor, Jensen Hughes Inc as the fire protection consultant, MESH Project Delivery Partners as the project management consultant, and Thornton Tomasetti as consulting engineer. Construction works commenced in November 2025. | 39.5296 | -119.8138 | The project involves the construction of a two-story 8,360m2 data center with a power consumption capacity of 12MW on 1ha of land in Reno, Nevada, the US. The US$30 million project includes the following: 1. Construction of server rooms with racks 2. Construction of meeting rooms 3. Construction of office space 4. Construction of storage facilities 5. Construction of 28 parking spaces 6. Installation of generators 7. Installation of safety and security systems | Colocation Data Center; Elevator; LEED; Tier 3 Data Center |  |  | May 2026 - Topping out ceremony held on the site. March 2026 - Construction activities are underway. December 2025 - Construction activities are underway. November 2025 - A groundbreaking ceremony was held marking the start of construction. January 15, 2025 - A conditional use permit application was approved by the City of Reno. December 18, 2024 - A conditional use permit request was submitted to the City of Reno. Q3 2024 - CENTRA announced plans to build a data center in Reno. | Project work on Schedule | 1 | Not Funded / Unconfirmed | Private | CADC Operations LLC | Clark Construction Group LLC | AHS Architects Inc | BURDETTE, KOEHLER, MURPHY AND ASSOCIATES, INC.;Jensen Hughes Inc;Kimley-Horn and Associates Inc;MESH Project Delivery Partners;Thornton Tomasetti Inc
563163 | 563163 | 2026-05-05 13:10 | Zydeco Dev Corp – Project Hutto Data Center – Texas | Zydeco Dev Corp – Project Hutto Data Center – Texas | https://construction.globaldata.com/Projects/Overview/563163 | Cancelled | Parent | 450 | 2026 Q1 | Awaiting Confirmation | 2026 Q2 | North America | United States | Texas |  |  |  | Commercial & Leisure | Data Center | Data Center |  |  | New | Onshore | Zydeco Development Corporation has planned to build a data center in Hutto, Texas, the US. It is located at the southeast corner of County Road 119 and Limmer Loop. The project involved the construction of an 88,255m2 colocation data center with a consumption capacity of 70MW on 16ha of land. It included the construction of data halls with racks, meeting rooms, office space, storage facilities and parking facilities, and the installation of power and cooling systems, safety and security systems. It is equipped with reliable uninterruptible power supply (UPS) units and generators for backup power systems. It will utilize a closed-loop cooling system designed to minimise water consumption. In April 2026, the project has been cancelled as the developer has withdrawn the application. | 30.5437 | -97.5521 | The project involved the construction of an 88,255m2 colocation data center with a consumption capacity of 70MW on 16ha of land in Hutto,Texas, the US. The US$450 million project included the following: 1. Construction of data halls with racks 2. Construction of meeting rooms 3. Construction of office space 4. Construction of storage facilities 5. Construction of parking facilities 6. Installation of power and cooling systems 7. Installation of safety and security systems | Colocation Data Center; Emergency power/Backup power; Heating, ventilation and air conditioning (HVAC) |  |  | April 2026 - The project has been cancelled as the developer has withdrawn its application. March 2026 - Zydeco submitted rezoning planning application to the Hutto Planning and Zoning Commission. Q1 2026 - Zydeco announced plans to build data center in Hutto, Texas, the US. | Project has been Cancelled | -5 | Not Funded / Unconfirmed | Private | Zydeco Development Corp
367146 | 367146 | 2026-05-05 12:31 | NEXTDC Ltd – Darwin D2 Data Center – Northern Territory | NEXTDC Ltd – Darwin D2 Data Center – Northern Territory | https://construction.globaldata.com/Projects/Overview/367146 | Execution | Parent | 200 | 2021 Q4 | 2026 Q1 | 2028 Q3 | Asia-Pacific | Australia | Northern Territory | Darwin | Wishart Estate |  | Commercial & Leisure | Data Center | Data Center |  |  | New | Onshore | NEXTDC Ltd (NEXTDC) is constructing a colocation data centre in Darwin, Northern Territory, Australia. The project involves the construction of a colocation Tier IV data center on 15ha of land. It includes the construction of server rooms, control rooms, and office space, meet-me rooms, prefabricated switch rooms and the installation of generatos, cooling towers and safety and security systems. Kapitol is appointed as contractor, Hames Sharley as architect, TTW as structural & civil engineer, BCA consultants as surveyor, TCL as landscape architect and Aurecon as acoustic engineer. In March 2026, the ground breaking ceremony held marking the commencement of construction. Construction works are scheduled to be completed by 2027. | -12.4611 | 130.8418 | The project involves the construction of a colocation data center with a consumption capacity of 6MW on 15ha of land in Darwin, Northern Territory, Australia. The US$200 million project includes the following: 1. Construction of server rooms 2. Construction of control rooms 3. Construction of an office space 4. Construction of meet-me rooms 5. Construction of prefabricated switch rooms 6. Installation of six generators 7. Installation of safety and security systems 8. Installation of six cooling towers | Colocation Data Center; Heating, ventilation and air conditioning (HVAC); Tier 4 Data Center |  |  | May 2026 - Construction activities are underway. April 2026 - Construction activities are underway. March 2026 - A ground breaking ceremony held marking the commencement of construction. November 12, 2025 - We have not been able to obtain further updates on this project. We have retained the same project stage and amended the key dates accordingly. We will update the profile as soon as we obtain any new information. April 08, 2024 - We have not been able to obtain further updates on this project. We have retained the same project stage and amended the key dates accordingly. We will update the profile as soon as we obtain any new information. July 2023 - The project is in the early stages of development. November 2022 - Planning activities are underway. July 2022 - Planning activities are underway. April 2022 - NEXTDC secured the rights for the land in Darwin for project development. Q4 2021 - NEXTDC announced plans to construct a data center in Darwin. | Project work on Schedule | 1 | Not Funded / Unconfirmed | Private | NEXTDC Ltd | Kapitol Group Pty Ltd | Hames Sharley;Taylor Cullity Lethlean | Aurecon Group Pty Ltd;BCA Consultants;Taylor Thomson Whitting
511621 | 511621 | 2026-05-05 11:05 | MENR Turkey – Ankara Data Hub – Ankara | MENR Turkey – Ankara Data Hub – Ankara | https://construction.globaldata.com/Projects/Overview/511621 | Execution | Parent | 500 | 2023 Q1 | 2025 Q2 | 2026 Q4 | Europe | Turkey | Ankara | Ankara |  |  | Commercial & Leisure | Data Center | Data Center |  |  | New | Onshore | Ministry of Energy and Natural Resources, Turkey, is undertaking the construction of a 48MW data centre in Temelli, Ankara, Turkey. The new data centre will be located in Temelli, Ankara and is expected to be Uptime Tier III certified, incorporating cutting-edge technologies and operational standards. The first phase is delivering 9.6 MW of IT capacity, is scheduled to be operational by the third quarter of 2026. ​​Trendyol, Türkiye's leading e-commerce platform, has entered a strategic partnership with Castle Investments to develop one of the region's largest and most advanced data centres. The project involves the construction of a data centre. It includes the construction of Data halls, office spaces, installation of safety and security systems, and associated facilities. | 39.9199 | 32.8543 | Ministry of Energy and Natural Resources, Turkey, is undertaking the construction of a 48MW data centre in Temelli, Ankara, Turkey. The new data centre will be located in Temelli, Ankara and is expected to be Uptime Tier III certified, incorporating cutting-edge technologies and operational standards. The first phase, delivering 9.6 MW of IT capacity, is scheduled to be operational by the third quarter of 2026. Trendyol, Türkiye's leading e-commerce platform, has entered a strategic partnership with Castle Investments to develop one of the region's largest and most advanced data centres. The facility is designed to support the massive digital scale and rapid growth of Trendyol’s domestic and international e-commerce activities. The US$500 million project includes the following: 1. Construction of a Data Centre 2. Construction of Data Halls 3. Construction of office spaces 4. Installation of safety and security systems 5. Construction of associated facilities | Heating, ventilation and air conditioning (HVAC) | A new data center is being developed in Temelli, Ankara. |  | May 2026 - The construction works are underway. July 07, 2025 - The joint venture of Trendyol and Castle Investments has been appointed as the developer, and construction works are underway. | Project work on Schedule | 1 | Not Funded / Unconfirmed | Public | Ministry of Energy and Natural Resources, Turkey
539217 | 539217 | 2026-05-05 00:55 | META – Gallatin Data Center Expansion – Tennessee | META – Gallatin Data Center Expansion – Tennessee | https://construction.globaldata.com/Projects/Overview/539217 | Pre-Design | Parent | 50 | 2025 Q3 | 2026 Q4 | 2027 Q4 | North America | United States | Tennessee | Gallatin | 1 Meta Loop within the Gallatin Industrial Park | 37066 | Commercial & Leisure | Data Center | Data Center |  | High | Expansion | Onshore | Meta is planning to undertake the expansion of its hyperscale data center in Gallatin, Tennessee, the US. The project involves the expansion of a 12,542m2 data center. It includes the construction of data halls, meet-me rooms, server rooms, a substation, a parking facility and the installation of generators and uninterruptible power supply (UPS) units, cooling systems and safety and security systems. It aims to deploy GPU clusters inside weatherproof "tents". to drastically accelerate its AI infrastructure buildout. These "rapid deployment structures" are made from puncture-resistant, waterproof fabric stretched over an aluminium frame. This strategy is a part of Meta's "Prometheus" initiative. It utilises an advanced liquid cooling system, ensuring optimal performance and efficiency with maximum reliability. | 36.4114 | -86.3668 | The project involves the expansion of a 12,542m2 data center in Gallatin, Tennessee, the US. The US$50 million project includes the following: 1. Construction of data halls 2. Construction of meet-me rooms 3. Construction of server rooms 4. Construction of a substation 5. Construction of a parking facility 6. Installation of generators and uninterruptible power supply (UPS) units 7. Installation of the cooling system 8. Installation of safety and security systems | Hyperscale Data Center |  |  | May 2026 - We have not been able to obtain further updates on this project. We have retained the same project stage and amended the key dates accordingly. We will update the profile as soon as we obtain any new information. October 2025 - Pre-design activities are underway. September 2025 - The project has received planning permission from the Gallatin Municipal Planning Commission. Q3 2025 - Meta announced plans to build a data center in Gallatin. | Information Unavailable |  | Not Funded / Unconfirmed | Private | Meta Platforms Inc
331276 | 331276 | 2026-05-04 18:07 | MJM Grp – Shackleton Army Barracks Data Center – Limavady District | MJM Grp – Shackleton Army Barracks Data Center – Limavady District | https://construction.globaldata.com/Projects/Overview/331276 | Design | Parent | 132 | 2016 Q2 | 2027 Q2 | 2028 Q4 | Europe | United Kingdom | Limavady District | Limavady | Shackleton Army Barracks,north of 20 Dukes Lane and 13-22 Hyacinth Avenue | BT49 9HS | Commercial & Leisure | Data Center | Data Center |  | Low | Redevelopment | Onshore | MJM Group is planning to undertake the construction of a data center on land north of 20 Dukes Lane, 13-22 Hyacinth Avenue, and east of Walworth Park in Limavady in County Londonderry, Northern Ireland, the UK. The project involves the construction of a 25,000m2 data center on 5.60ha of land. It includes the construction of server rooms, control rooms, administrative space, parking spaces, and the installation of safety and security systems. TSA and O'Callaghan Planning have been appointed as the planning consultant and RMI Architects as the architect. In October 2018, MJM Group submitted planning applications for the demolition of the buildings and secured approvals from the Limavady Borough Council (LBC) in September 2020. | 55.047 | -7.0184 | The project involves the construction of a 25,000m2 data center on 5.60ha of land in County Londonderry, Northern Ireland, the UK. The US$132 million project includes the following: 1. Construction of server rooms 2. Construction of control rooms 3. Construction of administrative space 4. Construction of parking spaces 5. Installation of safety and security systems | Colocation Data Center; Heating, ventilation and air conditioning (HVAC) |  |  | May 04, 2026 - We have not been able to obtain further updates on this project. We have retained the same project stage and amended the key dates accordingly. We will update the profile as soon as we obtain any new information. November 2025 - Design activities are underway. February 2025 - Design activities are underway. August 2024 - Design activities are underway. January 2024 - Design activities are underway. May 2023 - Design works are underway. October 2022 - Design activities are underway. January 2022 - Design activities are underway. July 2021 - MJM Group is in the process of appointing a design consultant for the project. November 2020 - Pre-design activities are underway. October 2020 - The project secured planning approvals from the council. September 2020 - Plans secured for the demolition of buildings. October 2018 - Plans submitted for the demolition of buildings. July 05, 2018 - A public consultation was held. Q2 2016 - MJM Group announced plans to build a data center at the Shackleton Army Barracks site. | Information Unavailable |  | Not Funded / Unconfirmed | Private | MJM Group Ltd |  | Robinson McIlwaine | O'Callaghan Planning;TSA Planning Ltd
539246 | 539246 | 2026-05-04 18:04 | OpenAI/ SK Hynix – South Jeolla Province Data Center – Jeollanam-do | OpenAI/ SK Hynix – South Jeolla Province Data Center – Jeollanam-do | https://construction.globaldata.com/Projects/Overview/539246 | Planning | Parent | 60 | 2025 Q1 | 2027 Q3 | 2029 Q4 | Asia-Pacific | South Korea | Jeollanam-do |  | South Jeolla Province |  | Commercial & Leisure | Data Center | Data Center |  | Medium | New | Onshore | OpenAI and SK Hynix are planning to undertake the construction of an AI data center in South Jeolla Province, South Korea. The project involves the construction of a data center with a consumption capacity of 20MW. It includes the construction of data halls, server rooms, meet-me rooms, an administrative space, and the installation of generators, cooling systems, and safety and security systems. In October 2025, SK Hynix signed a Memorandum of Understanding with OpenAI to develop an AI data center. SK Hynix will be supplying high-bandwidth memory (HBM) chips to the project. OpenAI is building an AI data center in South Korea as part of its global "Stargate" initiative to expand its AI infrastructure. | 34.8159 | 126.4626 | The project involves the construction of a data center with a consumption capacity of 20MW in South Jeolla Province, South Korea. The US$60 million project includes the following: 1. Construction of data halls 2. Construction of server rooms 3. Construction of meet-me rooms 4. Construction of an administrative space 5. Installation of generators 6. Installation of cooling systems 7. Installation of safety and security systems | Heating, ventilation and air conditioning (HVAC); Hyperscale Data Center |  |  | May 2026 - Planning activities are underway. October 2025 - Planning activities are underway. Q1 2025 - OpenAI and SK Hynix announced plans for the construction of a data center in South Jeolla Province. | No Major Development | 0 | Not Funded / Unconfirmed | Private | OpenAI LLC;SK Hynix Inc
414115 | 414115 | 2026-05-04 18:01 | GIC – Goyang Data Center – Gyeonggi-do | GIC – Goyang Data Center – Gyeonggi-do | https://construction.globaldata.com/Projects/Overview/414115 | Planning | Parent | 704 | 2023 Q1 | 2027 Q3 | 2029 Q3 | Asia-Pacific | South Korea | Gyeonggi-do | Goyang-si |  | 10249 | Commercial & Leisure | Data Center | Data Center |  | Low | New | Onshore | GIC Pte Ltd (GIC) is planning to construct a data center in Goyang, Gyeonggi Province, South Korea. The project involves the construction of a data center. It includes the construction of server rooms, meeting rooms, an administrative space and parking facilities, and the installation of safety and security systems. Police Mutual Aid Association has provided a US$23.4 million loan for the project. | 37.6582 | 126.8319 | The project involves the construction of a data center in Goyang, Gyeonggi Province, South Korea. The US$704 million project includes the following: 1. Construction of server rooms 2. Construction of meeting rooms 3. Construction of an administrative space 4. Construction of parking facilities 5. Installation of safety and security systems | Heating, ventilation and air conditioning (HVAC) |  |  | May 2026 - Planning activities are underway. November 2025 - Planning activities are underway. March 2025 - Planning activities are underway. August 2024 - Planning activities are underway. March 2024 - Planning activities are underway. July 2023 - The project is in the early stages of development. June 2023 - Police Mutual Aid Association has provided a US$23.4 million loan for the project. Q1 2023 - GIC announced plans to build a data center in Goyang City. | No Major Development | 0 | Not Funded / Unconfirmed | Private | GIC Private Ltd
490762 | 490762 | 2026-05-04 15:24 | Switch Datacenters – Amsterdam AMS5 Data Center – North Holland | Switch Datacenters – Amsterdam AMS5 Data Center – North Holland | https://construction.globaldata.com/Projects/Overview/490762 | Execution | Parent | 200 | 2023 Q1 | 2025 Q3 | 2027 Q4 | Europe | Netherlands | North Holland | Amsterdam | close to the Amsterdam Science Park and AMS4 | 2132 JG | Commercial & Leisure | Data Center | Data Center |  |  | New | Onshore | Switch Datacenters is undertaking the construction of a colocation data center campus at Hoofddorp near Schiphol Airport in Amsterdam, North Holland, The Netherlands. The project involves the construction of a 36,870m2 data center with an initial IT load capacity of 95MW on 4.4ha of land and can be eventually scaled up to approximately 110MW. It will be developed in multiple phases. It includes the construction of 15,120m2 18 data halls, a break room, a conference room and parking spaces and the installation of safety and security systems. It will be customer purpose designed and will be amongst the greenest as well as most high density sites in Europe, enables to recapture maximum heat which will be directly used for the largest district heating network in Amsterdam, allowing the datacenter to become a natural part of heat production ecosystem and serving the national Dutch utility policy to be less depending on natural gas and be more sustainable at the same time. The project is committed to operating on 100% renewable energy. The facility draws power from the utility grid. It utilizes a hybrid combination of chip cooling, dry coolers and water-cooled chillers with free air cooling with N+2 redundancy. It is equipped with reliable uninterruptible power supply (UPS) units with N+1 redundancy for power backup. The data center targets to achieve the power usage effectiveness (PUE) of 1.19. In April 2026, VOLT plans to occupy 42MW space in the data center. | 52.2918 | 4.7082 | The project involves the construction of a data center with a consumption capacity of up to 95MW at Hoofddorp near Schiphol Airport in Amsterdam, North Holland, The Netherlands. The US$200 million includes the following: 1. Construction of 15,120m2 18 data halls 2. Construction of a break room 3. Construction of a conference room 4. Construction of parking spaces 5. Installation of safety and security systems | Colocation Data Center; Green data center; Heating, ventilation and air conditioning (HVAC) |  |  | May 2026 - Construction activities are underway. November 2025 - Construction activities are underway. August 2025 - Construction activities are underway. Q1 2025 - Project is in early stages of development. June 2024 - Project is in early stages of development. Q1 2023 - Switch Datacenters announced plans to build a data center in The Netherlands. | Project work on Schedule | 1 | Not Funded / Unconfirmed | Private | Switch Datacenters
553437 | 553437 | 2026-05-04 15:10 | Princeton Digital – JC3 Data Center – West Java | Princeton Digital – JC3 Data Center – West Java | https://construction.globaldata.com/Projects/Overview/553437 | Execution | Parent | 1000 | 2025 Q1 | 2025 Q4 | 2027 Q4 | Asia-Pacific | Indonesia | West Java | Bekasi | at Greenland International Industrial Center, Sukamahi, Central Cikarang | 17530 | Commercial & Leisure | Data Center | Data Center |  |  | New | Onshore | Princeton Digital Group (PDG) is undertaking the construction of a hyperscale data center campus in Greenland International Industrial Center, Bekasi, West Java, Indonesia. The project involves the construction of a data center campus with a consumption capacity of 120MW. It will be developed in phases. It includes the construction of data halls, office space, conference rooms, a break area, and the installation of racks and safety and security systems. The facility is committed to operating on 100% renewable energy from Alliant Energy. It will feature both advanced direct-to-chip liquid cooling system. It will feature dual-grid power feeds from PT Perusahaan Listrik Negara (PLN Persero), with full power capacity contracted. It has been designed to meet LEED certifications. In November 2025, the construction works commenced and the first phase is scheduled to be completed in the fourth quarter of 2026. | -6.3763 | 107.1774 | The project involves the construction of a data center campus with a consumption capacity of 120MW in Greenland International Industrial Center, Bekasi, West Java, Indonesia. The US$1,000 million project includes the following: 1. Construction of data halls 2. Construction of conference rooms 3. Construction of break area 5. Construction of meet-me-rooms 6. Construction of office space 7. Installation of racks 8. Installation of safety and security systems | Green data center; Hyperscale Data Center; LEED |  |  | May 2026 - Construction activities are underway. November 2025 - Construction works commenced. Q1 2025 - PDG announced plans to build a data center in Indonesia. | Project work on Schedule | 1 | Not Funded / Unconfirmed | Private | Princeton Digital Group
513567 | 513567 | 2026-05-04 14:37 | MSFT – Castroville SAT90 Data Center – Texas | MSFT – Castroville SAT90 Data Center – Texas | https://construction.globaldata.com/Projects/Overview/513567 | Execution | Parent | 380 | 2025 Q1 | 2025 Q2 | 2027 Q3 | North America | United States | Texas |  | 2995 US HWY 90 W | 78009 | Commercial & Leisure | Data Center | Data Center |  |  | New | Onshore | Microsoft Corporation (MSFT) is planning to undertake the construction of a hyperscale data center named "SAT90" in Castroville, Texas, the US. The project involves the construction of a single-story 22,733m2 data center with a power consumption capacity of 60MW. It also includes the construction of server rooms, meeting rooms, an administrative space, and car parking facilities, and the installation of equipment and safety and security systems. WSP USA Inc. has been appointed as an architect. Construction works commenced in June 2025 and are anticipated to be completed by July 2027. | 29.3565 | -98.8773 | The project involves the construction of a single-story 22,733m2 data center with a power consumption capacity of 60MW in Castroville, Texas, the US. The US$380 million project includes the following: 1. Construction of server rooms 2. Construction of meeting rooms 3. Construction of an administrative space 4. Construction of car parking facilities 5. Installation of equipment 6. Installation of safety and security systems | Heating, ventilation and air conditioning (HVAC); Hyperscale Data Center |  |  | May 2026 - Construction activities are underway. November 2025 - Construction activities are underway. June 2025 - Construction works commenced. Q1 2025 - MSFT announced plans to build a data center in Castroville. | Project work on Schedule | 1 | Not Funded / Unconfirmed | Private | Microsoft Corp |  | WSP USA Inc
504805 | 504805 | 2026-05-04 14:31 | MSFT – Castroville SAT89 Data Center – Texas | MSFT – Castroville SAT89 Data Center – Texas | https://construction.globaldata.com/Projects/Overview/504805 | Execution | Parent | 380 | 2025 Q1 | 2025 Q2 | 2027 Q3 | North America | United States | Texas |  | 2995 US HWY 90 W | 78009 | Commercial & Leisure | Data Center | Data Center |  |  | New | Onshore | Microsoft Corporation (MSFT) is planning to undertake the construction of a hyperscale data center named "SAT89" in Castroville, Texas, the US. The project involves the construction of a single-story 22,733m2 data center with a power consumption capacity of 60MW. It also includes the construction of server rooms, meeting rooms, an administrative space, and car parking facilities, and the installation of equipment and safety and security systems. WSP USA Inc. has been appointed as an architect. Construction works commenced in June 2025 and is anticipated to be completed by July 2027. | 29.3565 | -98.8773 | The project involves the construction of a single-story 22,733m2 hyperscale data center with a power consumption capacity of 60MW in Castroville, Texas, the US. The US$380 million project includes the following: 1. Construction of server rooms 2. Construction of meeting rooms 3. Construction of an administrative space 4. Construction of car parking facilities 5. Installation of equipment 6. Installation of safety and security systems | Heating, ventilation and air conditioning (HVAC); Hyperscale Data Center |  |  | May 2026 - Construction activities are underway. November 2025 - Construction activities are underway. June 2025 - Construction works commenced. Q1 2025 - MSFT announced plans to build a data center in Castroville. | Project work on Schedule | 1 | Not Funded / Unconfirmed | Private | Microsoft Corp |  | WSP USA Inc
550979 | 550979 | 2026-05-04 13:28 | ST Telemedia Global Data Ctrs – Maharashtra Data Centers Development Program – Maharashtra | ST Telemedia Global Data Ctrs – Maharashtra Data Centers Development Program – Maharashtra | https://construction.globaldata.com/Projects/Overview/550979 | Execution | Program | 570 | 2025 Q1 | 2026 Q1 | 2031 Q2 | Asia-Pacific | India | Maharashtra |  |  |  | Commercial & Leisure | Data Center | Data Center |  |  | New | Onshore | ST Telemedia Global Data Centres (STT GDC) is planning to undertake the construction of colocation data centers across Maharashtra, India. The program involves the construction of multiple data centers across Maharashtra. It includes the construction of data halls with racks, server rooms, meeting rooms, office space, and parking facilities, and the installation of generators, cooling systems, and safety and security systems. It aims to expand its major data centre parks in Mumbai and Pune, and also to develop a new, large-scale data center campus in Palava on 11ha of land. In October 2025, ST Telemedia Global Data Centres signed a Memorandum of Understanding (MoU) with the Government of Maharashtra for the development of data centers. This collaboration underscores our shared commitment to accelerating digital transformation and positioning Maharashtra as a preferred destination for global technology infrastructure, and it is expected to create over 500 highly skilled jobs and approximately 2,000 indirect employment opportunities, contributing significantly to the region’s economic growth. In March 2026, the construction works commenced on the first phase at Palava campus with a capcity of 50MW. | 18.9068 | 75.6742 | The program involves the construction of data centers across Maharashtra, India. The US$570 million program includes the following: 1. Construction of data halls with racks 2. Construction of meeting rooms 3. Construction of office space 4. Construction of server rooms 5. Construction of parking facilities 6. Installation of generators 7. Installation of cooling systems 8. Installation of safety and security systems | Colocation Data Center; Heating, ventilation and air conditioning (HVAC) | [5 empty] | Not Funded / Unconfirmed | Private | STT GDC Pte Ltd
478289 | 478289 | 2026-05-04 13:28 | Crusoe – Crusoe AI Datacenters Alberta Program – Alberta | Crusoe – Crusoe AI Datacenters Alberta Program – Alberta | https://construction.globaldata.com/Projects/Overview/478289 | Planning | Program | 2116 | 2024 Q4 | 2027 Q1 | 2029 Q3 | North America | Canada | Alberta |  |  |  | Commercial & Leisure | Data Center | Data Center |  | Low | New | Onshore | Crusoe Energy Systems LLC is planning to construct three colocation data centers across Brazeau County, Red Deer County and Rocky View County within Alberta, Canada. The program involves the construction of three data centers with an investment of around US$700 million each. It includes the construction of server rooms, meeting rooms, administrative space and storage facilities, loading docks and parking facilities, and the installation of safety and security systems. The data centers are designed to meet the high power and cooling demands of intensive artificial intelligence (AI) workloads. In February 2025, Crusoe signed a 15-year power purchase agreement (PPA) with Kalina Distributed Power from their three 170MW gas-fired power plants. The three power plants include Myers Energy Park in Red Deer County, Alsike Energy Park in Brazeau County and Crossfield Energy Park in Rocky View County. Construction is yet to start on all three projects. In February 2026, KALiNA Distributed Power Limited entered into a multi-year Framework Agreement with Crusoe for the joint development of projects. | 56.4403 | -115.4064 | The program involves the construction of three colocation data centers in Alberta, Canada. The US$2,116 million program includes the following: 1. Construction of server rooms 2. Construction of meeting rooms 3. Construction of an administrative space 4. Construction of storage facilities 5. Construction of loading docks 6. Construction of parking facilities 7. Installation of safety and security systems | Colocation Data Center; Heating, ventilation and air conditioning (HVAC) | [5 empty] | Not Funded / Unconfirmed | Private | Crusoe Energy Systems LLC
455022 | 455022 | 2026-05-04 13:27 | RELIANCE – Jamnagar AI Data Center – Gujarat | RELIANCE – Jamnagar AI Data Center – Gujarat | https://construction.globaldata.com/Projects/Overview/455022 | Execution | Parent | 15000 | 2024 Q3 | 2025 Q3 | 2029 Q1 | Asia-Pacific | India | Gujarat | Jamnagar |  | 361001 | Commercial & Leisure | Data Center | Data Center |  |  | New | Onshore | Reliance Industries Ltd (Reliance) is undertaking the construction of an AI data center in Jamnagar, Gujarat, India. The project involves the construction of a data center with a consumption capacity of 1,000MW. It will be developed in phases. It includes the construction of server rooms, meeting rooms, administrative facilities, and storage facilities, the installation of equipment and cooling systems, and safety and security systems. The first phase includes the construction of a data center with a consumption capacity of 120MW. NVIDIA will supply AI semiconductor chips for Reliance to develop the data center. Varindera Constructions Ltd was appointed as the main contractor for the first phase. The construction work is expected to be completed in 2026. Reliance will use approximately 25% of the data center capacity for itself, while the remaining capacity will be leased as 'Datacenter as a Service' to hyperscalers. | 22.4711 | 70.0586 | The project involves the construction of a 1,000MW data center in Jamnagar, Gujarat, India. The US$15,000 million project includes the following: 1. Construction of meeting rooms 2. Construction of server rooms 3. Construction of administrative facilities 4. Construction of storage facilities 5. Installation of equipment and cooling systems 6. Installation of safety and security systems | Heating, ventilation and air conditioning (HVAC); Hyperscale Data Center |  |  | May 2026 - Construction works are underway on the first phase. October 2025 - Construction works are underway. March 2025 - The project is still in the very early stages of development. January 2025 - Reliance has announced to develop AI Data Centre with a consumption capacity of 3,000MW. December 2024 - Planning activities are underway. October 2024 - Reliance Industries Ltd announces partnership with Nvidia to supply AI semiconductor chips for the project. September 2024 - Reliance Industries Ltd announced plans to build data center in Jamnagar. | Project work on Schedule | 1 | Not Funded / Unconfirmed | Private | Reliance Industries Ltd | Varindera Constructions Ltd
563549 | 455022 | 2026-05-04 13:26 | RELIANCE – Jamnagar AI Data Center: Phase I – Gujarat | RELIANCE – Jamnagar AI Data Center – Gujarat | https://construction.globaldata.com/Projects/Overview/563549 | Execution | Sub | 1800 | 2024 Q3 | 2025 Q3 | 2026 Q4 | Asia-Pacific | India | Gujarat | Jamnagar |  | 361001 | Commercial & Leisure | Data Center | Data Center |  |  | New | Onshore | Reliance Industries Ltd (Reliance) is undertaking the construction of an AI data center in Jamnagar, Gujarat, India. The project involves the construction of a data center with a consumption capacity of 120MW. It includes the construction of server rooms, meeting rooms, administrative facilities, and storage facilities, the installation of equipment and cooling systems, and safety and security systems. NVIDIA will supply AI semiconductor chips for Reliance to develop the data center. Varindera Constructions Ltd was appointed as the main contractor for the project. The construction work is expected to be completed in 2026. Reliance will use approximately 25% of the data center capacity for itself, while the remaining capacity will be leased as 'Datacenter as a Service' to hyperscalers. | 22.4711 | 70.0586 | The project involves the construction of a 120MW data center in Jamnagar, Gujarat, India. The US$1,800 million project includes the following: 1. Construction of meeting rooms 2. Construction of server rooms 3. Construction of administrative facilities 4. Construction of storage facilities 5. Installation of equipment and cooling systems 6. Installation of safety and security systems |  |  |  | May 2026 - Construction works are underway. October 2025 - Construction works are underway. September 2024 - Reliance Industries Ltd announced plans to build a data center in Jamnagar. | Project work on Schedule | 1 | Not Funded / Unconfirmed | Private | Reliance Industries Ltd | Varindera Constructions Ltd
478759 | 478736 | 2026-05-04 13:22 | Goodman – PAR II Villeneuve-Saint-Georges Data Center: PAR II B – Ile-de-France | Goodman – PAR II Villeneuve-Saint-Georges Data Center – Ile-de-France | https://construction.globaldata.com/Projects/Overview/478759 | Planning | Sub | 645 | 2022 Q1 | 2027 Q2 | 2029 Q4 | Europe | France | Ile-de-France | Villeneuve-Saint-Georges | located near Paris, Prés de l'Hôpital business park, former Signify brownfield (ex-Philips Lighting), at 34 rue Louis Armand |  | Commercial & Leisure | Data Center | Data Center | Transformer Stations & Substations | Low | New | Onshore | Goodman France is planning to undertake the construction of PAR II B data center in Villeneuve-Saint-Georges, Val-de-Marne Department, Île-de-France Region, France. The project involves the construction of two-storey two data center on a total gross floor area of 30,000m2. It also includes the construction of a control rooms, server rooms, a twelve computer rooms, construction of additional buildings, storage spaces, technical premises, offices, an electrical substation, water retention basins, an high-voltage electrical transformer station on a 2,250m2 area, access road, car parking facility, a guard station, sidewalks and traffic lanes, development of green spaces and the installation of cooling equipment, photovoltaic panels, generators, an electrical transformation unit and safety and security systems. Reid Brewin Architects has been appointed as the architect, Goodman Management Group as the project management consultant and EODD Ingenieurs Conseils SASU and Groupe Ingerop as consulting engineers. The project is scheduled to be completed by the fourth quarter of 2029. | 48.7322 | 2.4493 | The project involves the construction of PAR II B data center on a gross floor area of 30,000m2 in Villeneuve-Saint-Georges, Val-de-Marne Department, Île-de-France Region, France. The US$645 million includes the following: 1. Construction of a two-storey data center 2. Construction of control rooms 3. Construction of server rooms 4. Construction of a twelve computer rooms 5. Construction of additional buildings 6. Construction of storage spaces 7. Construction of technical premises 8. Construction of offices 9. Construction of an electrical substation 10. Construction of water retention basins 11. Construction of an high-voltage electrical transformer station on a 2,250m2 area 12. Construction of access road 13. Construction of car parking facility 14. Construction of a guard station 15. Construction of sidewalks and traffic lanes 16. Development of green spaces 17. Installation of cooling equipment 18. Installation of photovoltaic panels 19. Installation of generators 20. Installation of an electrical transformation unit 21. Installation of safety and security systems | Heating, ventilation and air conditioning (HVAC); Sustainable Building |  |  | May 2026 - The project is facing opposition from the local Green political group Vitry en mieux. November 2025 - Planning activities are underway. February 2025 - Site preparation activities are underway. October 2024 - The Val-de-Marne prefecture issued environmental authorization on the project. September 2024 - The project received a favorable opinion in Villeneuve-Saint-Georges. August 2024 - The project received building permit approval from the Mairie de Villeneuve Saint Georges and simultaneously the design study activities are underway. June 2024 - A single public inquiry activities are underway. July 2023 - Demolition activities completed. December 2022 - Demolition activities are underway. October 2022 - Demolition activities commenced. April 2022 - Goodman Group acquired the former Signify (ex-Philips Lighting) land for construction of data centers. Q1 2022 - Goodman Group announced plans to build the two data centers in Villeneuve-Saint-Georges, France. | Construction / Process obligation occurred | -3 | Not Funded / Unconfirmed | Private | Goodman Group |  | Reid Brewin Architects | EODD Ingenieurs Conseils SASU;Groupe Ingerop
478757 | 478736 | 2026-05-04 13:20 | Goodman – PAR II Villeneuve-Saint-Georges Data Center: PAR II A – Ile-de-France | Goodman – PAR II Villeneuve-Saint-Georges Data Center – Ile-de-France | https://construction.globaldata.com/Projects/Overview/478757 | Execution | Sub | 645 | 2022 Q1 | 2025 Q2 | 2027 Q4 | Europe | France | Ile-de-France | Villeneuve-la-Garenne | located near Paris, Prés de l'Hôpital business park, former Signify brownfield (ex-Philips Lighting), at 34 rue Louis Armand |  | Commercial & Leisure | Data Center | Data Center |  |  | New | Onshore | Goodman France is planning to undertake the construction of PAR II A data center in Villeneuve-Saint-Georges, Val-de-Marne Department, Île-de-France Region, France. The project involves the construction of two-storey two data center on a total gross floor area of 30,000m2. It also includes the construction of a control rooms, server rooms, a twelve computer rooms, construction of additional buildings, storage spaces, technical premises, offices, an electrical substation, water retention basins, an high-voltage electrical transformer station on a 2,250m2 area, access road, car parking facility, a guard station, sidewalks and traffic lanes, development of green spaces and the installation of cooling equipment, photovoltaic panels, generators, an electrical transformation unit and safety and security systems. Reid Brewin Architects has been appointed as the architect, Ginger DELEO and EPC DEMOSTEN as the demolition contractors, Goodman Management Group as the project management consultant and EODD Ingenieurs Conseils SASU and Groupe Ingerop as consulting engineers and GSE Group as the construction contractor. The project is scheduled to be completed by the fourth quarter of 2027. | 48.9393 | 2.3148 | The project involves the construction of PAR II A data center on a gross floor area of 30,000m2 in Villeneuve-Saint-Georges, Val-de-Marne Department, Île-de-France Region, France. The US$645 million includes the following: 1. Construction of a two-storey data center 2. Construction of control rooms 3. Construction of server rooms 4. Construction of a twelve computer rooms 5. Construction of additional buildings 6. Construction of storage spaces 7. Construction of technical premises 8. Construction of offices 9. Construction of an electrical substation 10. Construction of water retention basins 11. Construction of an high-voltage electrical transformer station on a 2,250m2 area 12. Construction of access road 13. Construction of car parking facility 14. Construction of a guard station 15. Construction of sidewalks and traffic lanes 16. Development of green spaces 17. Installation of cooling equipment 18. Installation of photovoltaic panels 19. Installation of generators 20. Installation of an electrical transformation unit 21. Installation of safety and security systems | Heating, ventilation and air conditioning (HVAC); Sustainable Building |  |  | May 2026 - The project is facing opposition from the local Green political group Vitry en mieux. December 2025 - Construction works are underway. November 2025 - Construction works are underway. Q2 2025 - Construction works commenced. February 2025 - Site preparation activities are underway. October 2024 - The Val-de-Marne prefecture issued environmental authorization on the project. September 2024 - The project received a favorable opinion in Villeneuve-Saint-Georges. August 2024 - The project received building permit approval from the Mairie de Villeneuve Saint Georges and simultaneously the design study activities are underway. June 2024 - A single public inquiry activities are underway. July 2023 - Demolition activities completed. December 2022 - Demolition activities are underway. October 2022 - Demolition activities commenced. April 2022 - Goodman Group acquired the former Signify (ex-Philips Lighting) land for construction of data centers. January 2022 - Goodman Group announced plans to build the two data centers in Villeneuve-Saint-Georges, France. | Construction / Process obligation occurred | -3 | Not Funded / Unconfirmed | Private | Goodman Group | GSE Group | Reid Brewin Architects | EODD Ingenieurs Conseils SASU;Goodman Management Group;Groupe Ingerop
478736 | 478736 | 2026-05-04 13:16 | Goodman – PAR II Villeneuve-Saint-Georges Data Center – Ile-de-France | Goodman – PAR II Villeneuve-Saint-Georges Data Center – Ile-de-France | https://construction.globaldata.com/Projects/Overview/478736 | Execution | Parent | 1290 | 2022 Q1 | 2025 Q2 | 2029 Q4 | Europe | France | Ile-de-France | Villeneuve-Saint-Georges | located near Paris, Prés de l'Hôpital business park, former Signify brownfield (ex-Philips Lighting), at 34 rue Louis Armand |  | Commercial & Leisure | Data Center | Data Center | Transformer Stations & Substations |  | New | Onshore | Goodman France is planning to undertake the construction of PAR II two data centers in Villeneuve-Saint-Georges, Val-de-Marne Department, Île-de-France Region, France. The project involves the construction of a 15m high four-story two data centers with a capacity of 108MW on a 11ha of land with a total gross floor area of 60,000m2. It also includes the construction of a control rooms, server rooms, a total 24 computer rooms, construction of two additional buildings, storage spaces, technical premises, offices, an electrical substation, water retention basins, an high-voltage electrical transformer station on a 2,250m2 area, access road, car parking facility, a guard station, sidewalks and traffic lanes, development of green spaces and the installation of air cooled chillers with free cooling system, photovoltaic panels, 42 backup generators, an electrical transformation unit and safety and security systems. The project will be developed in lots. The project consists of two data centers as PAR II A and PAR II B. PAR II A and PAR II B include the construction of two-storey data centers, 12 computer rooms with gross floor area of 30,000m2 each. Reid Brewin Architects has been appointed as the architect, Groupe Ingerop and EODD Ingenieurs Conseils SASU as the consulting engineers, EPC Demosten as well as Ginger DELEO as the demolition sub-contractors, Goodman Management Group as the project management consultant and GSE Group as the construction contractor. Construction works commenced on the PAR II A data center and are scheduled to be completed by the fourth quarter of 2027. Construction works of PAR II B are scheduled to be completed by the fourth quarter of 2029. | 48.7322 | 2.4493 | The project involves the construction of PAR II two data centers on a 11ha of land with a total gross floor area of 60,000m2 in Villeneuve-Saint-Georges, Val-de-Marne Department, Île-de-France Region, France. The US$1,290 million includes the following: 1. Construction of a 15m high four-storey data centers (PAR II A and PAR II B) 2. Construction of control rooms 3. Construction of server rooms 4. Construction of a total 24 computer rooms 5. Construction of two additional buildings 6. Construction of storage spaces 7. Construction of technical premises 8. Construction of offices 9. Construction of an electrical substation 10. Construction of water retention basins 11. Construction of an high-voltage electrical transformer station on a 2,250m2 area 12. Construction of access road 13. Construction of car parking facility 14. Construction of a guard station 15. Construction of sidewalks and traffic lanes 16. Development of green spaces 17. Installation of air cooled chillers with free cooling system 18. Installation of photovoltaic panels 19. Installation of 42 backup generators 20. Installation of an electrical transformation unit 21. Installation of safety and security systems | Emergency power/Backup power; Heating, ventilation and air conditioning (HVAC); Sustainable Building |  |  | May 2026 - The project is facing opposition from the local Green political group Vitry en mieux. December 2025 - Construction works are underway on the PAR II A data center and simultaneously planning activities are underway on the PAR II B data center. November 2025 - Construction works are underway on the PAR II A data center and simultaneously planning activities are underway on the PAR II B data center. Q2 2025 - Construction works commenced on the PAR II A data center. February 2025 - Site preparation activities are underway. October 2024 - The Val-de-Marne prefecture issued environmental authorization on the project. September 2024 - The project received a favorable opinion in Villeneuve-Saint-Georges. August 2024 - The project received building permit approval from the Mairie de Villeneuve Saint Georges and simultaneously the design study activities are underway. June 2024 - A single public inquiry activities are underway. July 2023 - Demolition activities completed. December 2022 - Demolition activities are underway. October 2022 - Demolition activities commenced. April 2022 - Goodman Group acquired the former Signify (ex-Philips Lighting) land for construction of data centers. Q1 2022 - Goodman Group announced plans to build the two data centers in Villeneuve-Saint-Georges, France. | Construction / Process obligation occurred | -3 | Not Funded / Unconfirmed | Private | Goodman Group | GSE Group | Reid Brewin Architects | EODD Ingenieurs Conseils SASU;Goodman Management Group;Groupe Ingerop
525331 | 525331 | 2026-05-04 02:54 | AULT – Dowagiac AI Data Center Expansion – Michigan | AULT – Dowagiac AI Data Center Expansion – Michigan | https://construction.globaldata.com/Projects/Overview/525331 | Planning | Parent | 1200 | 2024 Q2 | 2027 Q3 | 2029 Q3 | North America | United States | Michigan |  | 415 E Prairie Ronde Street, Dowagiac | MI 49047 | Commercial & Leisure | Data Center | Data Center |  | Low | Expansion | Onshore | Alliance Cloud Services, LLC, a subsidiary of Hyperscale Data Inc. (formerly known as Ault Alliance), is planning to build an AI hyperscale data center at 415 E Prairie Ronde Street, in Dowagiac, Michigan, the US. The project involves the expansion of a data center with a consumption capacity of 310MW on 13ha of land. It includes the construction of server rooms, meeting rooms, administrative spaces, parking facilities, and the installation of safety and security systems. In February 2025, Alliance Cloud Services (ACS) and SEMCO Energy Gas Company signed a contract to design a new natural gas delivery system for ACS’s Michigan data center. This infrastructure will support an additional 40 megawatts of on-site power production. It will be equipped with reliable uninterruptible power supply (UPS) units and generators for backup power systems. It also features an advanced cooling system, ensuring optimal performance and efficiency with maximum reliability. The facility originally opened in 1972 as a 57,321m2 industrial manufacturing plant in Dowagiac before being purchased for US$3.8 million in 2021 to serve as a high-density data center. Initially operated by BitNile Holdings (now Hyperscale Data) for large-scale Bitcoin mining, the site began a strategic pivot toward high-performance computing in 2024 to capitalise on the AI boom. This transition culminated in March 2025 with the completion of the facility’s first specialised data hall, which successfully deployed a high-density NVIDIA GPU cluster. The expansion will feature the deployment of an on-demand cloud platform providing high-performance access to NVIDIA H100 and Blackwell B200/B300 GPUs. In March 2026, Hyperscale Data Inc,s subsidiary, Alliance Cloud Services (ACS), acquired 19ha of land, bringing its total holdings in the area to 33ha. The project is scheduled to be completed by the third quarter of 2029. | 41.9924 | -86.1016 | The project involves the expansion of a data center with a consumption capacity of 310MW on 13ha of land in in Dowagiac, Michigan, the US. The US$1,200 million project includes the following: 1. Construction of server rooms 2. Construction of meeting rooms 3. Construction of administrative spaces 4. Construction of parking facilities 5. Installation of safety and security systems | Heating, ventilation and air conditioning (HVAC); Hyperscale Data Center |  |  | May 2026 - Planning activities are underway. Q1 2026 - Hyperscale Data Inc,s subsidiary, Alliance Cloud Services (ACS), acquired land for the project. November 2025 - Planning activities are underway. April 2024 - Hyperscale Data Inc. announced plans to build a data center in Michigan. | No Major Development | 0 | Not Funded / Unconfirmed | Private | Hyperscale Data Inc
511543 | 511542 | 2026-05-01 16:33 | Grand Ming Grp – iTech Tower 3 Data Center : Fanling 3.2 – North | Grand Ming Grp – iTech Tower 3 Data Center – North | https://construction.globaldata.com/Projects/Overview/511543 | Execution | Sub | 80 | 2022 Q1 | 2025 Q1 | 2026 Q3 | Asia-Pacific | Hong Kong | North |  | 3 Kui St, Fanling |  | Commercial & Leisure | Data Center | Data Center |  |  | New | Onshore | Grand Ming Group Holdings Ltd is undertaking the construction of a colocation, tier IV data center in Fanling, Hong Kong. The project involves the construction of nine-story data center buildings on a 17,187m2 area with a consumption capacity of 8MW. It includes the construction of data halls, server rooms, meet-me-rooms, a substation and a parking facility, and the installation of racks, a cooling system, backup generators, and safety and security systems. The project will use a dual 11kV feeder from China Light & Power Company (CLP) and a 2N UPS with 7 minutes backup battery, and it will provide 2N liquid cooling systems, or N+1 chillers & environmental control by CRACs. In January 2025, construction work commenced. | 22.4958 | 114.1408 | The project involves the construction of nine-story data center buildings on a 17,187m2 area with a consumption capacity of 8MW in Fanling, Hong Kong. The US$80 million project includes the following: 1. Construction of data halls 2. Construction of server rooms 3. Construction of meet-me-rooms 4. Construction of a substation 5. Construction of a parking facility 6. Installation of racks 7. Installation of a cooling system 8. Installation of backup generators 9. Installation of safety and security systems | Colocation Data Center; Heating, ventilation and air conditioning (HVAC); Tier 4 Data Center |  |  | May 01, 2026 - We have not been able to obtain further updates on this project. We have retained the same project stage and amended the key dates accordingly. We will update the profile as soon as we obtain any new information. July 2025 - Construction activities are underway. January 2025 - Construction work commenced. March 2022 - Grand Ming Grp announced plans to construct a data center in Fanling. | Information Unavailable |  | Not Funded / Unconfirmed | Private | Grand Ming Group Holdings Ltd
511542 | 511542 | 2026-05-01 16:20 | Grand Ming Grp – iTech Tower 3 Data Center – North | Grand Ming Grp – iTech Tower 3 Data Center – North | https://construction.globaldata.com/Projects/Overview/511542 | Execution | Parent | 170 | 2021 Q1 | 2022 Q4 | 2026 Q4 | Asia-Pacific | Hong Kong | North |  | 8 On Chuen Street, Fanling |  | Commercial & Leisure | Data Center | Data Center |  |  | New | Onshore | Grand Ming Group Holdings Ltd is undertaking the construction of a colocation, tier IV data centre at 8 On Chuen Street, in Fanling, North, Hong Kong. The project involves the construction of two nine-story data center buildings on a 34,374m2 area with a consumption capacity of 16MW. It includes the construction of data halls, server rooms, meet-me-rooms, a substation and a parking facility, and the installation of 1,000 racks, a cooling system, backup generators, and safety and security systems. The project is divided into two phases, known as iTech Tower: Fanling 3.1, has been completed in September 2026, and iTech Tower: Fanling 3.2. The second phase is scheduled for completion by 2026. The project will use a dual 11kV feeder from China Light & Power Company (CLP) and a 2N UPS with 7 minutes backup battery, and it will provide 2N liquid cooling systems, or N+1 chillers & environmental control by CRACs. | 22.4956 | 114.142 | The project involves the construction of two nine-story data center buildings on a 34,374m2 area with a consumption capacity of 16MW in Fanling, North, Hong Kong. The US$170 million project includes the following: 1. Construction of data halls 2. Construction of server rooms 3. Construction of meet-me-rooms 4. Construction of a substation 5. Construction of a parking facility 6. Installation of 1,000 racks 7. Installation of a cooling system 8. Installation of backup generators 9. Installation of safety and security systems | Colocation Data Center; Heating, ventilation and air conditioning (HVAC); Tier 4 Data Center |  |  | May 01, 2026 - We have not been able to obtain further updates on this project. We have retained the same project stage and amended the key dates accordingly. We will update the profile as soon as we obtain any new information. September 2025 - Construction work on the first phase has been completed. July 2025 - Construction work on the first phase is nearing completion, and the second phase is well underway. January 2025 - Construction work on the second phase has commenced. November 2022 - Construction work on the first phase has commenced. March 2021 - Grand Ming Grp announced plans to construct a data center in Fanling. | Information Unavailable |  | Not Funded / Unconfirmed | Private | Grand Ming Group Holdings Ltd
511544 | 511542 | 2026-05-01 15:34 | Grand Ming Grp – iTech Tower 3 Data Center : Fanling 3.1 – North | Grand Ming Grp – iTech Tower 3 Data Center – North | https://construction.globaldata.com/Projects/Overview/511544 | Construction Complete | Sub | 80 | 2021 Q1 | 2022 Q4 | 2025 Q3 | Asia-Pacific | Hong Kong | North |  | 3 Kui St, Fanling |  | Commercial & Leisure | Data Center | Data Center |  |  | New | Onshore | iTech Tower had undertaken the construction of a colocation, tier IV data center in Fanling, Hong Kong. The project involves the construction of nine-story data center buildings on a 17,187m2 area with a consumption capacity of 8MW. It includes the construction of data halls, server rooms, meet-me-rooms, a substation and a parking facility, and the installation of racks, a cooling system, backup generators, and safety and security systems. The project will use a dual 11kV feeder from China Light & Power Company (CLP) and a 2N UPS with 7 minutes backup battery, and it will provide 2N liquid cooling systems, or N+1 chillers & environmental control by CRACs. In November 2022, construction work commenced and was completed in September 2025. | 22.4958 | 114.1408 | The project involves the construction of nine-story data center buildings on a 17,187m2 area with a consumption capacity of 8MW in Fanling, Hong Kong. The US$80 million project includes the following: 1. Construction of data halls 2. Construction of server rooms 3. Construction of meet-me-rooms 4. Construction of a substation 5. Construction of a parking facility 6. Installation of racks 7. Installation of a cooling system 8. Installation of backup generators 9. Installation of safety and security systems | Colocation Data Center; Heating, ventilation and air conditioning (HVAC); Tier 4 Data Center |  |  | September 2025 - Construction work completed. July 2025 - Construction work is nearing completion. November 2022 - Construction work commenced. March 2022 - Grand Ming Grp announced plans to construct a data center in Fanling. | Construction Completed | 5 | Not Funded / Unconfirmed | Private | Grand Ming Group Holdings Ltd
505815 | 505815 | 2026-05-01 15:12 | 5C DC – MEM01 Data Center – Tennessee | 5C DC – MEM01 Data Center – Tennessee | https://construction.globaldata.com/Projects/Overview/505815 | Execution | Parent | 152 | 2024 Q1 | 2026 Q1 | 2028 Q4 | North America | United States | Tennessee | Memphis | 4300 Getwell Rd | TN 38118 | Commercial & Leisure | Data Center | Data Center |  |  | Redevelopment | Onshore | 5C Group is planning to construct a high-performance computing hub at 4300 Getwell Road in Memphis, Tennessee, the US. The project involves the construction of a 102,193m2 data center on 23.87ha of land. It includes the construction of server rooms, data halls, and meeting rooms, and the installation of racks, cooling systems, generators, safety and security systems. The project is being executed through a two-stage deployment, initiating with 20MW of critical IT load in Phase 1 and scaling by an additional 35MW in subsequent Phase II to reach a total design capacity of 55MW. The project aims to transform the former Fred’s headquarters into a hyperscale data center serving cloud, enterprise, and artificial intelligence companies. The "Frontier AI Factory" will integrate approximately 11,000 NVIDIA GB200 graphical processing units (GPUs) utilizing Dell Technologies liquid-cooled integrated racks and Together AI software, achieving up to 300x greater water efficiency than traditional air-cooled systems. In the first quarter of 2025, Hypertec finalized the acquisition of 5C Data Centers, merging the two entities to establish the 5C Group. This strategic consolidation combines high-performance cloud expertise with specialized data center infrastructure. Walker General Contractors (through Dan Walker Associates) is serving as the project's general contractor, while Adag Group handles the architecture, engineering, and surveying. In March 2026, construction works commenced and are expected to completed by 2028. | 35.0308 | -89.938 | The project involves the construction of a 102,193m2 data center on 23.87ha of land in Memphis, Tennessee, the US. The US$152 million project includes the following: 1. Construction of server rooms 2. Construction of data halls 3. Construction of meeting rooms 4. Installation of racks 5. Installation of cooling system 6. Installation of generators 7. Installation of safety and security systems | Heating, ventilation and air conditioning (HVAC); Hyperscale Data Center |  |  | May 2026 - Construction works are underway. March 2026 - Construction works commenced. January 2026 - 5C group submitted planning application for the second phase to the Memphis and Shelby County Division of Planning and Development. April 2025 - The project is waiting for approval. August 2024 - 5C data centers submitted planning application for the intial 20MW phase to the Memphis and Shelby County. March 2024 - 5C Data Centers announced plans to construct data center in Memphis. | Project work on Schedule | 1 | Not Funded / Unconfirmed | Private | 5C Data Centers | Dan Walker Associates Inc | Adag Group | Adag Group;Dell Technologies Inc;NVIDIA Corp;Together Computer Inc
479254 | 479254 | 2026-05-01 14:09 | Elea Digital – Sao Bernardo do Campo Mega Data Center Expansion – Sao Paulo | Elea Digital – Sao Bernardo do Campo Mega Data Center Expansion – Sao Paulo | https://construction.globaldata.com/Projects/Overview/479254 | Planning | Parent | 869 | 2024 Q3 | 2027 Q1 | 2028 Q4 | South and Central America | Brazil | Sao Paulo | Sao Bernardo do Campo |  |  | Commercial & Leisure | Data Center | Data Center |  | Low | Expansion | Onshore | Elea Digital is planning to expand a mega data center in São Bernardo do Campo, São Paulo, Brazil. The project involves the expansion of a data center with a consumption capacity of 5MW with two towers on an area of 6.79ha of land, office accommodations, and parking facilities, and the installation of security systems and submarine optical cables. The project plans to increase its capacity from 5 MW to 100 MW. The project will be developed in phases. The project is also known as "SPO2". | -23.6939 | -46.565 | The project involves the expansion of a mega data center on an area of 6.79ha of land with a consumption capacity of 5MW in São Bernardo do Campo, São Paulo, Brazil. The US$869 million project includes the following: 1. Construction of a data center with two towers 2. Construction of office accommodations 3. Construction of parking facilities 4. Installation of submarine optical cables 5. Installation of security systems | Heating, ventilation and air conditioning (HVAC) |  | https://eleadatacenters.com/en/datacenters/spo2-sao-bernardo-do-campo/ | May 2026 - Planning activities are underway. December 2025 - Planning activities are underway. February 2025 - Planning activities are underway. Q3 2024 - Elea Digital announced plans to construct a mega data center in São Bernardo. | No Major Development | 0 | Not Funded / Unconfirmed | Private | Elea Digital
400727 | 400727 | 2026-05-01 13:29 | Datum – FRN2 Data Center – Hampshire | Datum – FRN2 Data Center – Hampshire | https://construction.globaldata.com/Projects/Overview/400727 | Execution | Parent | 30 | 2022 Q2 | 2025 Q4 | 2027 Q4 | Europe | United Kingdom | Hampshire | Farnborough | Cody Technology Park |  | Commercial & Leisure | Data Center | Data Center |  |  | New | Onshore | Datum Datacenters Ltd (Datum) is undertaking the construction of a Tier III enterprise data center in Farnborough, Hampshire, the UK. The project involves the construction of a 2,044m2 two-storey data center with a consumption capacity of 4MW. It includes the construction of four data halls, server rooms, administrative spaces, and parking spaces, and the installation of 1,200 racks, safety and security systems. The facility will be operated on renewable energy. It will be equipped with 2N UPS redundancy and HVO generators and will use high-efficiency free cooling chillers. All data halls will provide an average rack density of 3.5kW per rack, supporting up to 30kW per rack. The project is committed to operating on 100% renewable energy. It has certifications like PCI DSS, ISO9001, ISO14001, ISO27001, and ISO50001. Ridgewell Structures Ltd has been appointed as steel structure supply contractor. | 51.2794 | -0.79429 | The project involves the construction of a 2,044m2 two-storey data center with a consumption capacity of 4MW in Farnborough, Hampshire, the UK. The US$30 million project includes the following: 1. Construction of server rooms 2. Construction of four data halls 3. Construction of administrative spaces 4. Construction of parking spaces 5. Installation of 1,200 racks 6. Installation of safety and security systems | Elevator; Enterprise Data Center; Green data center; Heating, ventilation and air conditioning (HVAC); Tier 3 Data Center |  |  | May 2026 - Construction activities are underway. November 2025 - Construction activities are underway. October 2025 - Construction work commenced. February 2025 - The project received approvals. April 2024 - Planning activities are underway. Q2 2022 - Datum announced plans to build a data center in Farnborough. | Project work on Schedule | 1 | Not Funded / Unconfirmed | Private | Datum Datacentres Limited
492417 | 490852 | 2026-05-01 13:22 | Lian Grp/ PolarDC – DRA01 Data Center: Phase I – Telemark | Lian Grp/ PolarDC – DRA01 Data Center – Telemark | https://construction.globaldata.com/Projects/Overview/492417 | Construction Complete | Sub | 65 | 2024 Q3 | 2025 Q1 | 2026 Q1 | Europe | Norway | Telemark |  | Tørdal, Drangedal Municipality (NO2 Region, 219 km from Oslo) |  | Commercial & Leisure | Data Center | Data Center |  |  | New | Onshore | Polar DC and Lian Group (LG) has undertaken the construction of a Tier III colocation data center in Varpet Industrial area, Tordal, Drangedal Municipality, Telemark, Norway. The project involved the construction of a 3,000m2 data center with a consumption capacity of 12MW. It included the construction of server rooms, meeting rooms, an administrative space, electric distribution rooms and generator rooms, and the installation of racks, generators and inverters, and safety and security systems. The project will be powered by 100% renewable hydroelectric energy and has a target Power Usage Effectiveness PUE of 1.12. It will utilize a free cooling and rear door or direct liquid cooling systems. It will be equipped with an EXL S1 uninterruptible power supply (UPS) with N+1 redundancy. It is designed to meet ISO 27001, ISO 50001, ISO 9001 and ISO/IEC 20000 certifications. Vertiv has been appointed as the engineering design consultant and Black and White Design as the lead consultant. In December 2024, Zaunergroup Holding GmbH was appointed as the construction contractor and Vertiv Group as the Design and engineering consultant. In March 2025, construction work commenced and was completed in March 2026. | 59.2166 | 8.708 | The project involved the construction of a 3,000m2 data center with a consumption capacity of 12MW in Tordal, Drangedal Municipality, Telemark, Norway. The US$65 million project included the following: 1. Construction of server rooms 2. Construction of meeting rooms 3. Construction of an administrative space 4. Construction of electric distribution rooms 5. Construction of generator rooms 6. Installation of liquid cooling systems 7. Installation of generators and inverters 8. Installation of safety and security systems | Colocation Data Center; Tier 3 Data Center |  |  | March 2026 - Construction works were completed. November 2025 - Construction works are underway. July 2025 - Construction works are underway. June 2025 - Construction works are underway. April 2025 - Construction works are underway. March 2025 - Construction works commenced. December 2024 - Zaunergroup Holding GmbH was appointed as the construction contractor. Q3 2024 - Polar DC and LG announced plans to build a data center in Tørdal. | Construction Completed | 5 | Not Funded / Unconfirmed | Private | Lian Group;PolarDC Group Ltd | Zaunergroup Holding GmbH | Vertiv Group Corp. | Black and White Design
490852 | 490852 | 2026-05-01 13:22 | Lian Grp/ PolarDC – DRA01 Data Center – Telemark | Lian Grp/ PolarDC – DRA01 Data Center – Telemark | https://construction.globaldata.com/Projects/Overview/490852 | Execution | Parent | 250 | 2024 Q3 | 2025 Q1 | 2028 Q1 | Europe | Norway | Telemark |  | Kleppeveien 313 | 3753 | Commercial & Leisure | Data Center | Data Center |  |  | New | Onshore | Polar DC and Lian Group (LG) are undertaking the construction of a Tier III colocation data center in Varpet Industrial area, Tordal, Drangedal Municipality, Telemark, Norway. The project involves the construction of a 60,600m2 data center with a consumption capacity of 52MW on 6ha of land. It includes the construction of server rooms, meeting rooms, an administrative space, electric distribution rooms, generator rooms and the installation of racks and safety and security systems. The project will be developed in multiple phases. The first phase includes a 3,000m2 data center with 12MW of capacity and the second phase includes 36MW. The project will be powered by 100% renewable hydroelectric energy and has a target Power Usage Effectiveness PUE of 1.12. It will utilize a free cooling and rear door or direct liquid cooling systems. It will be equipped with EXL S1 uninterruptible power supply (UPS) with N+1 redundancy. It is designed to meet ISO 27001, ISO 50001, ISO 9001 and ISO/IEC 20000 certifications. In December 2024, Zaunergroup Holding GmbH was appointed as the construction contractor, Black and White Design as the lead consultant and Vertiv Group as the engineering design consultant. In March 2025, construction works commenced on the first phase and were completed in March 2026. | 59.1469 | 8.7654 | The project involves the construction of a 60,600m2 data center with a consumption capacity of 52MW on 6ha of land in Tordal, Drangedal Municipality, Telemark, Norway. The US$250 million project includes the following: 1. Construction of server rooms 2. Construction of meeting rooms 3. Construction of an administrative space 4. Construction of electric distribution rooms 5. Construction of generator rooms 6. Installation of racks 7. Installation of generators/UPS 8. Installation of safety and security systems | Colocation Data Center; Tier 3 Data Center |  |  | May 2026 - Planning activities are underway for phase II. April 2026 - Construction works of phase I were completed. November 2025 - Construction works are underway. June 2025 - Construction works are underway. March 2025 - Construction works commenced. December 2024 - Zaunergroup Holding GmbH was appointed as the construction contractor. Q3 2024 - Polar DC and LG announced plans to build a data center in Tørdal. | Project work on Schedule | 1 | Not Funded / Unconfirmed | Private | Lian Group;PolarDC Group Ltd | Zaunergroup Holding GmbH | Vertiv Group Corp. | Black and White Design
525823 | 525823 | 2026-05-01 13:21 | Canberra – Maddington Data Center Campus – Western Australia | Canberra – Maddington Data Center Campus – Western Australia | https://construction.globaldata.com/Projects/Overview/525823 | Execution | Parent | 1400 | 2025 Q2 | 2026 Q2 | 2028 Q4 | Asia-Pacific | Australia | Western Australia | Perth | Maddington | 6109 | Commercial & Leisure | Data Center | Data Center |  |  | New | Onshore | CDC Data Centers is planning to construct a hyperscale data center campus in Maddington, Perth, Western Australia, Australia. The project involves a construction of a hyperscale data center campus with a power consumption capacity of 200MW. It includes the construction of server rooms, a control room, an office space, meeting rooms, data halls, and administrative facilities, and the installation of safety and security systems. The project will feature CDC’s state-of-the-art design, including advanced liquid cooling technologies, supporting ultra-high-density compute and AI capabilities, and utilize cutting-edge liquid cooling and a closed-loop water system that features zero water consumption for primary cooling. The value for the first stage is US$270 million. EJE architecture was appointed as the architect and Built Holdings Pty Ltd as the contractor. In April 2026, construction works were commenced, and the first stage is scheduled to be completed by the fourth quarter of 2026. | -32.0444 | 115.9953 | The project involves the construction of a hyperscale data center campus with a power consumption capacity of 200MW in Maddington, Western Australia, Australia. The US$1400 million construction includes the following: 1. Construction of server rooms 2. Construction of a control room 3. Construction of an office space 4. Construction of meeting rooms 5. Construction of data halls 6. Construction of administrative facilities 7. Installation of safety and security systems | Artificial Intelligence; Heating, ventilation and air conditioning (HVAC); Hyperscale Data Center |  |  | May 2026 - Construction activities are underway. April 2026 - Construction works were commenced. January 2026 - Pre-Design activities are underway. September 2025 - CDC Data centers project plan approved by the City of South Perth. August 2025 - Planning activities are underway. Q2 2025 - CDC Data Centers announced plans to build a data center campus in Maddington. | Project work on Schedule | 1 | Not Funded / Unconfirmed | Private | Canberra Data Centres Pty Ltd |  | Built Holdings Pty Ltd;EJE Architecture
426034 | 426034 | 2026-05-01 12:50 | Ark Data Centres – Longcross Park Data Center – Surrey | Ark Data Centres – Longcross Park Data Center – Surrey | https://construction.globaldata.com/Projects/Overview/426034 | Execution | Parent | 74 | 2017 Q1 | 2023 Q1 | 2027 Q4 | Europe | United Kingdom | Surrey | Cobham | Chobham Lane, Chertsey | KT16 0EE | Commercial & Leisure | Data Center | Data Center |  |  | New | Onshore | Ark Data Centres is constructing a Tier III colocation data center in Cobham City, Surrey, the UK. The project involves the construction of a 35,767m2 data center campus with 55MW of IT capacity on 4ha of land. It includes the construction of three data center buildings, storage space, ancillary office and technical space, data halls, parking facilities, installation of roof-mounted PV cells, safety and security systems. The project will be developed in phases. Sweet Projects has been appointed as a contractor, Hale Architects as an architect, Gallagher Group Ltd as a civil engineer, and Stantec as design and project management consultant. JCA Engineering was responsible for full design and build of mechanical and electrical (MEP) services, and ABB was responsible deployment of integrated MV architecture comprising HiPerGuard Static UPS, UniGear MV Wwitchgear, and Zenon control systems. In February 2022, the project received reserved matter approvals from the Runnymede Borough Council (RBC). The data center features 100% direct air cooled hyperscale data halls to achieve exceptional energy efficiency and TIA942 Level 3 compliance. The design includes low emission HVO fuelled generators, cutting embodied carbon and improving energy performance. Targeting BREEAM Excellent, the campus is engineered for zero-carbon operations with modular steel architecture, rainwater harvesting, zero mechanical cooling for data halls, living walls, EV charging, and low NOx gas generators. Fully hydrogen-ready and aiming for a power usage effectiveness (PUE) below 1.3. In June 2025, Ark Data Centres signed a long-term agreement with Nebius for deployment of NVIDIA Blackwell Ultra GPUs. Under the terms of the agreement, Nebius will occupy purpose-built, liquid-ready data-hall capacity at Longcross Park with an initial deployment of 4,000 NVIDIA Blackwell Ultra GPUs. In March 2023, construction works commenced on the first phase. In February 2026, construction works completed on LP1, the first data center building providing 19MW of IT capacity, and simultaneously construction works commenced on the second phase. | 51.3832 | -0.59084 | The project involves the construction of a 35,767m2 data center campus with 55MW of IT capacity on 4ha of land in Cobham City, Surrey, the UK. The US$74 million project includes the following: 1. Construction of three data center buildings 2. Construction of storage space 3. Construction of ancillary office and technical space 4. Construction of data halls 5. Construction of parking facilities 6. Installation of roof-mounted PV cells 7. Installation of safety and security systems | BREEAM; Colocation Data Center; Heating, ventilation and air conditioning (HVAC); Tier 3 Data Center |  |  | May 2026 - Construction works are underway on the second phase. February 2026 - Construction work completed on LP1, the first data center providing 19MW of IT capacity. November 2025 - Construction activities are underway. July 2025 - Construction works are underway. August 2024 - Construction works are underway. December 2023 - Construction works are underway. March 2023 - Construction works commenced. August 2022 - Design activities are underway. February 2022 - The project received reserve matter approvals from the RBC. July 2021 - Planning activities are underway. January 2020 - Planning activities are underway. December 2019 - Ark Data Centres acquired the project site. Q1 2017 - Ark Data Centres announced plans to build a data center in Cobham City. | Project work on Schedule | 1 | Not Funded / Unconfirmed | Private | Ark Data Centres Limited | Sweet Projects Ltd | Hale Architects;Stantec UK Ltd | ABB Ltd (UK);Gallagher Group Ltd;JCA Engineering Ltd;Stantec UK Ltd
513076 | 513076 | 2026-05-01 12:36 | Colt Tech – Colt DCS Data Center Development Program – Ile-de-France | Colt Tech – Colt DCS Data Center Development Program – Ile-de-France | https://construction.globaldata.com/Projects/Overview/513076 | Execution | Program | 2580 | 2021 Q1 | 2025 Q2 | 2031 Q4 | Europe | France | Ile-de-France;Ile-de-France | Paris;Paris | Villebon-sur-Yvette;Les Ulis |  | Commercial & Leisure | Data Center | Data Center |  |  | New | Onshore | Colt Technology Services is building five data centers near Paris in France. The program involves the construction of data centers on 17.8ha of land with a power of 146MW, server rooms, meeting rooms, an administrative space, parking and related facilities, and the installation of equipment and cooling devices. The first data center, also known as Colt Paris 2, is being built at 18 Av. du Québec in Villebon-sur-Yvette near Paris. It involves the construction of a data center with a capacity of 40MW and is expected to be completed by 2028. The second data center, also known as Colt PAR3, is being built in Villebon-sur-Yvette near Paris. It involves the construction of a data center with a capacity of 36MW and is expected to be completed by 2029. The third data center, also known as Colt PAR4, is being built at 18 Av. du Québec in Villebon-sur-Yvette near Paris. It involves the construction of a data center with a capacity of 12MW and is expected to be completed by 2029. The fourth data center, also known as Colt PAR5, is being built at 18 Av. du Québec in Les Ulis near Paris. It involves the construction of a data center with a capacity of 45MW and is expected to be completed by 2030. The fifth data center, also known as Colt PAR6, is being built at 18 Av. du Québec in Les Ulis near Paris. It involves the construction of a data center with a capacity of 44MW and is expected to be completed by 2031. In May 2025, construction activities were commenced on the Colt Paris 2 Data Center. Equans SAS has been appointed as the general contractor, Bouygues Energies & Services SAS as the electrical sub-contractor, Bouygues Construction as the civil engineer, Arcadis as the project management consultant, Reid Brewin Architect as the architect, EODD as the environmental consultant, Black and White as the electrical consultant, Terrell as the structural consultant, AVLS as the acoustic consultant, Lynda Harris Architect as the landscape architect. | 48.6907 | 2.2147 | The program involves the construction of five data centers near Paris in France. The US$2,580 million program includes the following: 1. Construction of server rooms 2. Construction of meeting rooms 3. Construction of an administrative space 4. Construction of parking facilities 5. Construction of related facilities 6. Installation of equipment 7. Installation of cooling devices | Heating, ventilation and air conditioning (HVAC) |  |  |  | Project work on Schedule | 1 | Not Funded / Unconfirmed | Private | Colt Technology Services
509601 | 509601 | 2026-05-01 11:05 | Ingenostrum Chile – Nostrum Evergreen Data Center – Extremadura | Ingenostrum Chile – Nostrum Evergreen Data Center – Extremadura | https://construction.globaldata.com/Projects/Overview/509601 | Design | Parent | 2207 | 2025 Q2 | 2026 Q4 | 2029 Q1 | Europe | Spain | Extremadura | Badajoz |  |  | Commercial & Leisure | Data Center | Data Center |  | High | New | Onshore | Ingenostrum Group is planning to undertake the construction of the Nostrum Evergreen data center in Badajoz, Extremadura, Spain. The project is planned in two phases. Phase One involves the construction of the BAZ-01 hyperscale data center complex with a consumption capacity of 170MW on a 20ha area, server rooms, and technical facilities, 130MW data center in Phase II. The project also includes the construction of access roads, drainage facilities, administrative buildings, the installation of cooling, energy management systems, and relevant equipment. The project will create 2,000 and 900 jobs during the construction and operation phases, respectively. The project expects to obtain the construction permit by mid-2026. The project will be scaled up to 500MW, depending on market conditions and requirements. Rack densities scaling up to 600kW per rack, which puts BAZ-01 in the ultra-high-performance AI data center category globally. AECOM has been appointed as the design and construction management contractor. AECOM's responsibilities will cover the engineering design for the data halls, power and cooling systems, and the broader campus infrastructure. Jones Lang LaSalle Inc has been appointed as the strategic and leasing partner. The project has already secured the electricity grid connection, and the construction permit is expected by June 2026; then, construction will follow. | 38.8779 | -6.9706 | The project involves the construction of the Nostrum Evergreen data center in Badajoz, Extremadura, Spain. The US$2,207 million project includes the following: 1. Construction of the BAZ-01 hyperscale data center complex with a consumption capacity of 170MW on a 20ha area in phase I 2. Construction of a 130MW data center in phase II 3. Construction of server rooms, technical facilities, and access roads 4. Construction of drainage facilities 5. Construction of administrative buildings 6. Installation of cooling, energy management systems, and relevant equipment | Hyperscale Data Center; Tier 4 Data Center |  |  | May 2026 - Design is underway. December 2025 - The design contract was awarded to AECOM. June 2025 - Preliminiary administrative procedures are underway. May 2025 - Ingenostrum Group announced plans to build the Nostrum Evergreen Data Center in Badajoz. | Project work on Schedule | 1 | Not Funded / Unconfirmed | Private | Ingenostrum Chile SpA |  | AECOM | AECOM;Jones Lang LaSalle Inc;NVIDIA Corp
554641 | 509601 | 2026-05-01 11:02 | Ingenostrum Chile – Nostrum Evergreen Data Center: Phase I – Extremadura | Ingenostrum Chile – Nostrum Evergreen Data Center – Extremadura | https://construction.globaldata.com/Projects/Overview/554641 | Design | Sub | 987 | 2025 Q2 | 2026 Q4 | 2027 Q4 | Europe | Spain | Extremadura | Badajoz |  |  | Commercial & Leisure | Data Center | Data Center |  | Medium | New | Onshore | Ingenostrum Group is planning to undertake the construction of the Nostrum Evergreen data center: phase I in Badajoz, Extremadura, Spain. The project involves the construction of the Hyperscale data center complex with a consumption capacity of 170MW, server rooms, and technical facilities The project also includes the construction of access roads, drainage facilities, administrative buildings, the installation of cooling, energy management systems, and relevant equipment. The project will create 2,000 jobs during the construction and operation phases. The project expects to obtain the construction permit by mid-2026. AECOM has been appointed as the design and construction management contractor. AECOM's responsibilities will cover the engineering design for the data halls, power and cooling systems, and the broader campus infrastructure. Jones Lang LaSalle Inc and NVIDIA Corp have been appointed as the leasing and supply contractors, respectively. | 38.8779 | -6.9706 | The project involves the construction of the Nostrum Evergreen data center: Phase I in Badajoz, Extremadura, Spain. The US$987 million project includes the following: 1. Construction of the Hyperscale data center complex with a consumption capacity of 170MW 2. Construction of server rooms 3. Construction of technical facilities 4. Construction of access roads 5. Construction of drainage facilities 6. Construction of administrative buildings 7. Installation of cooling, energy management systems, and relevant equipment | Hyperscale Data Center |  |  | May 2026 - Design is underway. December 2025 - The design contract was awarded to AECOM. May 06, 2025 - Ingenostrum Group announced plans to build the Nostrum Evergreen Data Center in Badajoz. | Project work on Schedule | 1 | Not Funded / Unconfirmed | Private | Ingenostrum Chile SpA |  | AECOM | AECOM;Jones Lang LaSalle Inc
554642 | 509601 | 2026-05-01 10:56 | Ingenostrum Chile – Nostrum Evergreen Data Center: Phase II – Extremadura | Ingenostrum Chile – Nostrum Evergreen Data Center – Extremadura | https://construction.globaldata.com/Projects/Overview/554642 | Design | Sub | 987 | 2025 Q2 | 2027 Q4 | 2029 Q1 | Europe | Spain | Extremadura | Badajoz |  |  | Commercial & Leisure | Data Center | Data Center |  | Medium | New | Onshore | Ingenostrum Group is planning to undertake the construction of the Nostrum Evergreen data center: phase I in Badajoz, Extremadura, Spain. The project involves the construction of the Hyperscale data center complex with a consumption capacity of 130MW, server rooms, and technical facilities The project also includes the construction of access roads, drainage facilities, administrative buildings, the installation of cooling, energy management systems, and relevant equipment. AECOM has been appointed as the design and construction management contractor. AECOM's responsibilities will cover the engineering design for the data halls, power and cooling systems, and the broader campus infrastructure. Jones Lang LaSalle Inc and NVIDIA Corp have been appointed as the leasing and supply contractors, respectively. | 38.8779 | -6.9706 | The project involves the construction of the Nostrum Evergreen data center in Badajoz, Extremadura, Spain. The US$987 million project includes the following: 1. Construction of the Hyperscale data center complex with a consumption capacity of 130MW 2. Construction of server rooms 3. Construction of technical facilities 4. Construction of access roads 5. Construction of drainage facilities 6. Construction of administrative buildings 7. Installation of cooling, energy management systems, and relevant equipment | Hyperscale Data Center |  |  | May 2026 - Design is underway. December 2025 - The design contract was awarded to AECOM. May 2025 - Ingenostrum Group announced plans to build the construction of the Nostrum Evergreen data center. | Project work on Schedule | 1 | Not Funded / Unconfirmed | Private | Ingenostrum Chile SpA |  | AECOM | AECOM;Jones Lang LaSalle Inc
420102 | 420102 | 2026-05-01 10:41 | atNorth – DEN01 Data Center – Capital Region | atNorth – DEN01 Data Center – Capital Region | https://construction.globaldata.com/Projects/Overview/420102 | Execution | Parent | 380 | 2023 Q4 | 2024 Q2 | 2026 Q4 | Europe | Denmark | Capital Region | Copenhagen | Ballerup | 2750 | Commercial & Leisure | Data Center | Data Center |  |  | New | Onshore | atNorth is undertaking the construction of a colocation Tier III data center in Ballerup, Greater Copenhagen, Denmark. The project involves the construction of a 27,728m2 data center with a capacity of 30MW and will be implemented in phases. It includes server rooms, meeting rooms, an administrative building, car parking facilities; and the installation of equipment, safety, and security systems. The project is committed to operating on 100% renewable energy and will utilize Direct Liquid Cooling (DLC) technology to support HPC (High-Performance Computing) and AI (Artificial Intelligence) workloads. The primary cooling provided by chilled water systems in combination with modern mechanical cooling systems, modular compressors with free cooling capabilities in N+1 redundancy configuration. The facility features a heat reuse technology, recycling all residual heat through a district heating system in partnership with Vestforbrænding to provide heat and hot water for local communities. Gpp Arkitekter A/S has been appointed as the architect, and CTS Group Holding SA as the main contractor. The first phase was completed in the fourth quarter of 2025. | 55.73 | 12.3638 | The project involves the construction of a 27,728m2 data center with a capacity of 30MW in Ballerup, Greater Copenhagen, Denmark. The US$380 million project includes the following: 1. Construction of server rooms 2. Construction of meeting rooms 3. Construction of an administrative building 4. Construction of car parking facilities 5. Installation of equipment 6. Installation of safety and security systems | Colocation Data Center; Green data center; Heating, ventilation and air conditioning (HVAC); Tier 3 Data Center |  | https://www.atnorth.com/colocation/den01 | May 2026 - Construction works are underway. November 2025 - Construction works are underway. March 2025 - Construction works are underway. October 2023 - atNorth announced plans to build a data center in Ballerup. | Project work on Schedule | 1 | Not Funded / Unconfirmed | Private | atNorth ehf | CTS Group Holding SA | Gpp Arkitekter A/S
414173 | 414130 | 2026-05-01 08:48 | Van Caem – Bluestar Data Center Campus: Building II – Berlin | Van Caem – Bluestar Data Center Campus – Berlin | https://construction.globaldata.com/Projects/Overview/414173 | Design | Sub | 250 | 2022 Q3 | 2026 Q4 | 2029 Q4 | Europe | Germany | Berlin | Berlin | at Rhinstraße 139 Berlin | 10315 | Commercial & Leisure | Data Center | Data Center |  | Medium | New | Onshore | Van Caem Projects is planning to construct a data center building II in Berlin-Lichtenberg, Germany. The project involves the construction of a four-story data center building with IT capacities of 4MW per floor and 3MW on the ground floors, a energy centers, backup power generators, administrative facilities, and parking facilities, and the installation of elevators, security and safety facilities, and power facilities. PREA Group GmbH is appointed as the associate developer, project management consultant as well as design contractor, RUECKERCONSULT GmbH as the marketing consultant, and Stromnetz Berlin GmbH as a grid connection contractor. Subject to rental agreements, construction work is expected to commence in 2026. | 52.5244 | 13.4105 | The project involves the construction of the data center building II in Berlin-Lichtenberg, Germany. The US$250 million project includes the following: 1. Construction of a four-story data center building with IT capacities of 4MW per floor and 3MW on the ground floors 2. Construction of an energy center 3. Construction of backup power generators 4. Construction of an IT space 5. Construction of administrative facilities 6. Construction of parking facilities 7. Installation of elevators 8. Installation of security and safety facilities 9. Installation of power facilities | Emergency power/Backup power; Green data center; Heating, ventilation and air conditioning (HVAC) | A data center is planned to be developed at Rhinstraße 139 in Berlin-Lichtenberg. The project aims to build a reliable and sustainable data centers. The project will be built accoring to TÜV certification and ISO accreditation for security and sustainability with a 100% SLA guarantee. Initially, a mixed quarter with apartments and commercial space was planned on the site, but due to administrative issues, the plan was cancelled in August 2022. The waste heat from the data centers will be used to heat nearby housing, potentially heating two million square feet of residential, commercial, and hospital space, more than meeting the requirements of the German Energy Efficiency Act. |  | May 2026 - The tender for the waste heat system operator is underway. January 2026 - PREA issued a tender process for its waste heat system. February 2025 - The project is awaiting for rental and leasing agreements. July 2024 - The project is awaiting for rental and leasing agreements. February 2024 - Pre-construction activities are underway. November 2023 - The Lichtenberg District Office approved the project. August 2023 - The building permit was issued. July 25, 2023 - The project is awaiting for the building permit. August 2022 - The planning application was submitted. July 2022 - Van Caem announced plans to construct the Bluestar Data Center Campus in Berlin. | Minor Work Tender in Progress | 1 | Not Funded / Unconfirmed | Private | Van Caem Projects |  | PREA Group GmbH | PREA Group GmbH
414174 | 414130 | 2026-05-01 08:48 | Van Caem – Bluestar Data Center Campus: Building III – Berlin | Van Caem – Bluestar Data Center Campus – Berlin | https://construction.globaldata.com/Projects/Overview/414174 | Design | Sub | 250 | 2022 Q3 | 2026 Q4 | 2029 Q4 | Europe | Germany | Berlin | Berlin | at Rhinstraße 139 Berlin | 10315 | Commercial & Leisure | Data Center | Data Center |  | Medium | New | Onshore | Van Caem Projects is planning to construct a data center building III in Berlin-Lichtenberg, Germany. The project involves the construction of a four-story data center building with IT capacities of 4MW per floor and 3MW on the ground floors, an energy center, backup power generators, administrative facilities, and parking facilities, and the installation of elevators, security and safety facilities, and power facilities. PREA Group GmbH is appointed as the associate developer, project management consultant, as well as design contractor, RUECKERCONSULT GmbH as the marketing consultant, and Stromnetz Berlin GmbH as a grid connection contractor. Subject to rental agreements, construction work is expected to commence in 2026. | 52.5244 | 13.4105 | The project involves the construction of the data center building III in Berlin-Lichtenberg, Germany. The US$250 million project includes the following: 1. Construction of a four-story data center building with IT capacities of 4MW per floor and 3MW on the ground floors 2. Construction of an energy center 3. Construction of backup power generators 4. Construction of an IT space 5. Construction of administrative facilities 6. Construction of parking facilities 7. Installation of elevators 8. Installation of security and safety facilities 9. Installation of power facilities | Emergency power/Backup power; Green data center; Heating, ventilation and air conditioning (HVAC); Hyperscale Data Center | A data center is planned to be developed at Rhinstraße 139 in Berlin-Lichtenberg. The project aims to build a reliable and sustainable data centers. The project will be built accoring to TÜV certification and ISO accreditation for security and sustainability with a 100% SLA guarantee. Initially, a mixed quarter with apartments and commercial space was planned on the site, but due to administrative issues, the plan was cancelled in August 2022. The waste heat from the data centers will be used to heat nearby housing, potentially heating two million square feet of residential, commercial, and hospital space, more than meeting the requirements of the German Energy Efficiency Act. |  | May 2026 - The tender for the waste heat system operator is underway. January 2026 - PREA issued a tender process for its waste heat system. February 2025 - The project is awaiting for rental and leasing agreements. July 2024 - The project is awaiting for rental and leasing agreements. February 2024 - Pre-construction activities are underway. November 2023 - The Lichtenberg District Office approved the project. August 2023 - The building permit was issued. July 25, 2023 - The project is awaiting for the building permit. August 2022 - The planning application was submitted. July 2022 - Van Caem announced plans to construct the Bluestar Data Center Campus in Berlin. | Minor Work Tender in Progress | 1 | Not Funded / Unconfirmed | Private | Van Caem Projects |  | PREA Group GmbH | PREA Group GmbH
414175 | 414130 | 2026-05-01 08:48 | Van Caem – Bluestar Data Center Campus: Building IV – Berlin | Van Caem – Bluestar Data Center Campus – Berlin | https://construction.globaldata.com/Projects/Overview/414175 | Design | Sub | 250 | 2022 Q3 | 2026 Q4 | 2029 Q4 | Europe | Germany | Berlin | Berlin | at Rhinstraße 139 Berlin | 10315 | Commercial & Leisure | Data Center | Data Center |  | Medium | New | Onshore | Van Caem Projects is planning to construct a data center building IV in Berlin-Lichtenberg, Germany. The project involves the construction of a four-story data center building with IT capacities of 4MW per floor and 3MW on the ground floors, an energy center, backup power generators, administrative facilities, parking facilities, and the installation of elevators, security and safety facilities, and power facilities. PREA Group GmbH is appointed as the associate developer, project management consultant, as well as design contractor, RUECKERCONSULT GmbH as the marketing consultant, and Stromnetz Berlin GmbH as a grid connection contractor. Subject to rental agreements, construction work is expected to commence in 2026. | 52.5244 | 13.4105 | The project involves the construction of the data center building IV in Berlin-Lichtenberg, Germany. The US$250 million project includes the following: 1. Construction of a four-story data center building with IT capacities of 4MW per floor and 3MW on the ground floors 2. Construction of an energy center 3. Construction of backup power generators 4. Construction of an IT space 5. Construction of administrative facilities 6. Construction of parking facilities 7. Installation of elevators 8. Installation of security and safety facilities 9. Installation of power facilities | Emergency power/Backup power; Green data center; Heating, ventilation and air conditioning (HVAC) | A data center is planned to be developed at Rhinstraße 139 in Berlin-Lichtenberg. The project aims to build a reliable and sustainable data centers. The project will be built accoring to TÜV certification and ISO accreditation for security and sustainability with a 100% SLA guarantee. Initially, a mixed quarter with apartments and commercial space was planned on the site, but due to administrative issues, the plan was cancelled in August 2022. The waste heat from the data centers will be used to heat nearby housing, potentially heating two million square feet of residential, commercial, and hospital space, more than meeting the requirements of the German Energy Efficiency Act. |  | May 2026 - The tender for the waste heat system operator is underway. January 2026 - PREA issued a tender process for its waste heat system. February 2025 - The project is awaiting for rental and leasing agreements. July 2024 - The project is awaiting for rental and leasing agreements. February 2024 - Pre-construction activities are underway. November 2023 - The Lichtenberg District Office approved the project. August 2023 - The building permit was issued. July 25, 2023 - The project is awaiting for the building permit. August 2022 - The planning application was submitted. Q3 2022 - Van Caem announced plans to construct the Bluestar Data Center Campus in Berlin. | Minor Work Tender in Progress | 1 | Not Funded / Unconfirmed | Private | Van Caem Projects |  | PREA Group GmbH | PREA Group GmbH
414172 | 414130 | 2026-05-01 08:48 | Van Caem – Bluestar Data Center Campus: Building I – Berlin | Van Caem – Bluestar Data Center Campus – Berlin | https://construction.globaldata.com/Projects/Overview/414172 | Design | Sub | 250 | 2022 Q3 | 2026 Q4 | 2029 Q4 | Europe | Germany | Berlin | Berlin | at Rhinstraße 139 Berlin | 10315 | Commercial & Leisure | Data Center | Data Center |  | Medium | New | Onshore | Van Caem Projects is planning to construct a data center building I in Berlin-Lichtenberg, Germany. The project involves the construction of a four-story data center building with IT capacities of 4MW per floor and 3MW on the ground floors, a energy centers, backup power generators, administrative facilities, and parking facilities, and the installation of elevators, security and safety facilities, and power facilities. PREA Group GmbH is appointed as the associate developer, project management consultant, as well as design contractor, RUECKERCONSULT GmbH as the marketing consultant, and Stromnetz Berlin GmbH as a grid connection contractor. Subject to rental agreements, construction work is expected to commence in 2026. | 52.5244 | 13.4105 | The project involves the construction of the data center building I in Berlin-Lichtenberg, Germany. The US$250 million project includes the following: 1. Construction of a four-story data center building with IT capacities of 4MW per floor and 3MW on the ground floors 2. Construction of an energy center 3. Construction of backup power generators 4. Construction of an IT space 5. Construction of administrative facilities 6. Construction of parking facilities 7. Installation of elevators 8. Installation of security and safety facilities 9. Installation of power facilities | Emergency power/Backup power; Green data center; Heating, ventilation and air conditioning (HVAC); Hyperscale Data Center | A data center is proposed for development at Rhinstraße 139 in Berlin-Lichtenberg. The project aims to build a reliable and sustainable data centers. The project will be built accoring to TÜV certification and ISO accreditation for security and sustainability with a 100% SLA guarantee. Initially, a mixed quarter with apartments and commercial space was planned on the site, but due to administrative issues, the plan was cancelled in August 2022. The waste heat from the data centers will be used to heat nearby housing, potentially heating two million square feet of residential, commercial, and hospital space, more than meeting the requirements of the German Energy Efficiency Act. |  | May 2026 - The tender for the waste heat system operator is underway. January 2026 - PREA issued a tender process for its waste heat system. February 2025 - The project is awaiting for rental and leasing agreements. July 2024 - The project is awaiting for rental and leasing agreements. February 2024 - Pre-construction activities are underway. November 2023 - The Lichtenberg District Office approved the project. August 2023 - The building permit was issued. July 25, 2023 - The project is awaiting for the building permit. August 2022 - The planning application was submitted. July 2022 - Van Caem announced plans to construct the Bluestar Data Center Campus in Berlin. | Minor Work Tender in Progress | 1 | Not Funded / Unconfirmed | Private | Van Caem Projects |  | PREA Group GmbH | PREA Group GmbH
414130 | 414130 | 2026-05-01 08:48 | Van Caem – Bluestar Data Center Campus – Berlin | Van Caem – Bluestar Data Center Campus – Berlin | https://construction.globaldata.com/Projects/Overview/414130 | Design | Parent | 1095 | 2022 Q3 | 2026 Q4 | 2029 Q4 | Europe | Germany | Berlin | Berlin | at Rhinstraße 139 Berlin | 10315 | Commercial & Leisure | Data Center | Data Center | Transformer Stations & Substations | Medium | New | Onshore | Van Caem Projects is planning to construct the Bluestar Data Center Campus in Berlin-Lichtenberg, Germany. The project involves the construction of a data center campus on a 5.7ha area with a 66,448m2 gross floor area (GFA) and a 69.5MW IT load capacity, four, four-story buildings (Edge data centers), four energy centers, a substation to step down grid power from 110kV to 10kV, 32 backup power generators, a gatehouse, an IT space on a 30,000m2 area, administrative facilities, and car parking facilities and the installation of elevators, security and safety facilities, and power facilities. Bluestar Data Center Campus will have a 100MW output capacity upon completion of the project. PREA Group GmbH is appointed as the associate developer, project management consultant, and design contractor, RUECKERCONSULT GmbH as the marketing consultant, and Stromnetz Berlin GmbH as a grid connection contractor. Subject to rental agreements, construction work is expected to commence in 2026. | 52.5309 | 13.5087 | The project involves the construction of the Bluestar Data Center Campus in Berlin-Lichtenberg, Germany. The US$1,095 million project includes the following: 1. Construction of a data center campus on a 5.7ha area with a 66,448m2 gross floor area (GFA) and a 69.5MW IT load capacity 2. Construction of four, four-story data center buildings 3. Construction of four energy centers 4. Construction of a substation to step down grid power from 110kV to 10kV 5. Construction of 32 backup power generators 6. Construction of a gatehouse 7. Construction of an IT space on a 30,000m2 area 8. Construction of administrative facilities 9. Construction of car parking facilities 10. Installation of elevators 11. Installation of security and safety facilities 12. Installation of power facilities | DGNB; Emergency power/Backup power; Green data center; Heating, ventilation and air conditioning (HVAC); Hyperscale Data Center; Tier 3 Data Center | A data center is planned to be developed at Rhinstraße 139 in Berlin-Lichtenberg. The project aims to build reliable and sustainable data centers. The project will be built according to TÜV certification and ISO accreditation for security and sustainability with a 100% SLA guarantee. Initially, a mixed quarter with apartments and commercial space was planned on the site, but due to administrative issues, the plan was cancelled in August 2022. The waste heat from the data centers will be used to heat nearby housing, potentially heating two million square feet of residential, commercial, and hospital space, which exceeds the requirements of the German Energy Efficiency Act. The project will be built according to the German Sustainable Building Council (DGNB) Platinum standard. The project will create 60 jobs. |  | May 2026 - The tender for the waste heat system operator is underway. January 2026 - PREA issued a tender process for its waste heat system. June 2025 - The project is awaiting for rental and leasing agreements. February 2025 - The project is awaiting for rental and leasing agreements. July 2024 - The project is awaiting for rental and leasing agreements. February 2024 - Pre-construction activities are underway. November 2023 - The Lichtenberg District Office approved the project. August 2023 - The building permit was issued. July 2023 - The project is awaiting for the building permit. August 2022 - The planning application was submitted. July 01, 2022 - Van Caem announced plans to construct the Bluestar Data Center Campus in Berlin. | Minor Work Tender in Progress | 1 | Not Funded / Unconfirmed | Private | Van Caem Projects |  | PREA Group GmbH | PREA Group GmbH
564525 | 564525 | 2026-05-01 07:00 | Zerra DC – Navi Mumbai Data Center II – Maharashtra | Zerra DC – Navi Mumbai Data Center II – Maharashtra | https://construction.globaldata.com/Projects/Overview/564525 | Planning | Parent | 1300 | 2026 Q1 | 2027 Q4 | 2030 Q4 | Asia-Pacific | India | Maharashtra | Thane |  |  | Commercial & Leisure | Data Center | Data Center |  | Medium | New | Onshore | Zerra DC, a subsidiary of AGP Sustainable Real Assets (AGP) is planning to build a hyperscale data center in Navi Mumbai, Maharashtra, India. The project involves the construction of a data center with a consumption capacity of 200MW. It includes the construction of data halls, server rooms, a substation and the installation of generators and uninterruptible power supply (UPS) units, cooling systems, and safety and security systems. In April 2026, Zerra DC secured US$135 million in funding from Tata Capital. EY Professional Services has arranged the loan. It is the Zerra DC's second data center in Navi Mumbai. The first 300MW data center is being developed in partnership with NIIF and Digital Edge. | 19.197 | 72.9635 | The project involves the construction of a data center with a consumption capacity of 200MW in Navi Mumbai, Maharashtra, India. The US$1,300 million project includes the following: 1. Construction of data halls 2. Construction of server rooms 3. Construction of a substation 4. Installation of generators and uninterruptible power supply (UPS) units 5. Installation of the cooling system 6. Installation of safety and security systems | Heating, ventilation and air conditioning (HVAC); Hyperscale Data Center |  |  | May 2026 - Zerra DC has secured US$135 million in funding for the project. Q1 2026 - Zerra DC announced plans to build a data center in Navi Mumbai, Maharashtra. | Funding Secured | 2 | Partially Funded | Private | AGPDC Global Holdings Pte Ltd
563505 | 563505 | 2026-04-30 16:20 | Nexus Core – Nexus AI Factory in Northern Morocco – Grand Casablanca | Nexus Core – Nexus AI Factory in Northern Morocco – Grand Casablanca | https://construction.globaldata.com/Projects/Overview/563505 | Announced | Parent | 1292 | 2026 Q1 | 2027 Q4 | 2030 Q1 | Middle East and Africa | Morocco | Grand Casablanca | Casablanca |  |  | Commercial & Leisure | Data Center | Data Center |  | Medium | New | Onshore | Nexus Core is undertaking the construction of an AI-focused data factory near Casablanca, in Morocco. The project involves the construction of data centre campus with ultimate capacity of 16MW. It also includes the data centre buildings, including white space, plant rooms, and operations areas, and installation of initial AI supercomputing infrastructure, high-performance computing (HPC) infrastructure to support AI training and advanced compute workloads, mechanical systems, including cooling plant, heat rejection, and environmental control systems for high-density IT loads, electrical systems, including HV/LV distribution, transformers, UPS systems, and backup generation for resilient power, implementation of physical security, access control, monitoring, and fire detection and suppression systems. | 33.5883 | -7.6114 | Nexus Core is undertaking the construction of an AI-focused data factory near Casablanca, in Morocco. The Nexus AI Factory as a high-performance computing (HPC) facility supported by telecom-grade connectivity and a wider AI ecosystem. It is set to include an HPC data centre for large-scale AI workloads, a centre of excellence for skills transfer and high-value services, and an innovation hub to support AI solution development. The project will be constructed in two phases in 2027. The first phase in Nouaceur will sport an IT load capacity of 16MW, while the second phase in Northern Morocco will add another 20MW. The US$1292 million project includes the following: 1. Construction of a data centre campus with ultimate capacity of 16MW 2. Construction of the main data centre buildings, including white space, plant rooms, and operations areas 3. Installation of initial AI supercomputing infrastructure 4. Installation of high-performance computing (HPC) infrastructure to support AI training and advanced compute workloads 5. Installation of mechanical systems, including cooling plant, heat rejection, and environmental control systems for high-density IT loads 6. Installation of electrical systems, including HV/LV distribution, transformers, UPS systems, and backup generation for resilient power 7. Installation and implementation of physical security, access control, monitoring, and fire detection and suppression systems. |  | A data centre is being developed in Casablanca, Morocco. |  | April 2026 - The project plans have been announced, Nexus Core Systems has signed an MoU with Moroccan government agencies to build an AI factory in the country next year. | Project Plan Announced | 1 | Not Funded / Unconfirmed | Private | Nexus Core Systems
552418 | 552418 | 2026-04-30 15:55 | AirTrunk – MEL2 Data Center – Victoria | AirTrunk – MEL2 Data Center – Victoria | https://construction.globaldata.com/Projects/Overview/552418 | Design | Parent | 3351 | 2024 Q1 | 2027 Q2 | 2029 Q4 | Asia-Pacific | Australia | Victoria | Melbourne | 85 Sharps Road, Tullamarine | 3043 | Commercial & Leisure | Data Center | Data Center | Parking Facilities | High | New | Onshore | AirTrunk Operating Pty Ltd (AirTrunk) is planning to construct a hyperscale data center in Tullamarine, Melbourne, Victoria, Australia. The project involves the construction of a 45,578m2, 38.15m high, six-storey data center with a capacity of 354MW on 8.07ha of land. It includes the construction of 32 technical data halls spanning 42,240m2, water tanks, substations, a guard kiosk, office and storage areas, server rooms, control rooms, and parking facilities with 164 cars, six bicycles, and eight motorcycles parking spaces, and the installation of elevators, related equipment, safety, and security systems. The data center/project targets to achieve the power usage effectiveness (PUE) of 1.15. Greenbox Architecture has been appointed as an architect, EMKC3 as a project management consultant, Urbis Pty Ltd and Angle Planning as planners, Geoscapes as a landscape architect, Acoustic Logic as an acoustic consultant, Impact Traffic Engineering Pty Ltd as a traffic consultant, WSP Australia Pty Ltd as a consultant, Low Impact Development Consulting as a sustainability consultant, SLR Consulting Pty Ltd as a hazard assessement consultant, Melbourne Tree Care as an arborist consultant, and Enstruct Group Pty Ltd as a stormwater management consultant for the project. In December 2024, Airtrunk lodged a development application and received planning approvals in March 2025. | -37.7067 | 144.8639 | The project involves the construction of a 45,578m2, 38.15m high, six-storey data center with a capacity of 354MW at 85 Sharps Road, Tullamarine, Melbourne, Victoria, Australia. The US$3,351 million project includes the following: 1. Construction of 32 technical data halls spanning 42,240m2 2. Construction of water tanks and substations 3. Construction of a guard kiosk 4. Construction of office and storage areas 5. Construction of server rooms 6. Construction of control rooms 7. Construction of parking facilities with 164 cars, six bicycles, and eight motorcycle parking spaces 8. Installation of elevators and related equipment 9. Installation of safety and security systems | Elevator; Heating, ventilation and air conditioning (HVAC); Hyperscale Data Center |  |  | April 2026 - Design activities are underway. November 2025 - Design activities are underway. March 2025 - Airtrunk received planning approvals to develop the project. January 2025 - Airtrunk awaiting approvals for the project. Q1 2024 - Airtrunk announced plans to build a data center in Tullamarine. | No Major Development | 0 | Not Funded / Unconfirmed | Private | AirTrunk Operating Pty Ltd |  | Geoscapes;Greenbox Architecture | Acoustic Logic;Angle Planning;EMKC3;Enstruct Group Pty Ltd;Impact Traffic Engineering Pty Ltd;Low Impact Development Consulting;Melbourne Tree Care;SLR Consulting (Namibia) (Pty) Ltd;Urbis Pty Ltd;WSP Australia Pty Ltd
490802 | 490802 | 2026-04-30 15:50 | atNorth – ICE03 Data Center Expansion – Northeast | atNorth – ICE03 Data Center Expansion – Northeast | https://construction.globaldata.com/Projects/Overview/490802 | Construction Complete | Parent | 70 | 2024 Q4 | 2025 Q1 | 2025 Q4 | Europe | Iceland | Northeast | Akureyri |  | 600 | Commercial & Leisure | Data Center | Data Center |  |  | Expansion | Onshore | atNorth had undertaken the expansion of a colocation, tierIII data center in Akureyri, Northeast, Iceland. The project involved the construction of a 16MW data center. It included the construction of server rooms, control rooms, and substations, and the installation of generators, transformers, and safety and security systems. The project will be powered by renewable energy. It will utilise a highly energy-efficient direct liquid cooling (DLC) system, and with a Power Usage Effectiveness (PUE) of less than 1.2, compared to a global average of 1.56. ICE03, which was opened in 2023, comprises 2,500m2 of space across two buildings. The sites currently accommodate companies Crusoe, Advania, RVX, DNV, Opera, BNP Paribas, and Tomorrow.io. | 65.6835 | -18.0878 | The project involved the construction of a 16MW data center in Akureyri, Northeast, Iceland. The US$70 million project included the following: 1. Construction of server rooms 2. Construction of control rooms 3. Construction of substations 4. Installation of generators 5. Installation of transformers 6. Installation of safety and security systems | Colocation Data Center; Heating, ventilation and air conditioning (HVAC); Tier 3 Data Center |  |  | December 2025 - Construction work completed. July 2025 - Construction activities are underway. November 2024 - atNorth announced plans to expand ICEO3 data center in Akureyri. | Construction Completed | 5 | Not Funded / Unconfirmed | Private | atNorth ehf
553195 | 553195 | 2026-04-30 15:46 | Princeton Digital – PDG SE1 Data Center – Incheon | Princeton Digital – PDG SE1 Data Center – Incheon | https://construction.globaldata.com/Projects/Overview/553195 | Planning | Parent | 700 | 2025 Q3 | 2026 Q4 | 2028 Q1 | Asia-Pacific | South Korea | Incheon | Incheon |  |  | Commercial & Leisure | Data Center | Data Center |  | Low | New | Onshore | Princeton Digital Group (PDG) is undertaking the construction of an AI hyperscale data center campus in Incheon, South Korea. The project involves the construction of an 11,000m2 data center with a consumption capacity of 48MW. It includes the construction of a substation, data halls, server rooms, meet-me-rooms, and safety and security systems. SE1 will feature high-density configurations, advanced cooling technologies, and energy-efficient systems aligned with PDG’s Net Zero by 2030 and RE100 commitments. The construction work is scheduled to be completed in the first quarter of 2028. | 35.4687 | 125.6317 | The project involves the construction of an 11,000m2 data center with a consumption capacity of 48MW in Incheon, South Korea. The US$700 million project includes the following: 1. Construction of substations 2. Construction of data halls 3. Construction of server rooms 4. Construction of meet-me-rooms 5. Construction of safety and security systems | Heating, ventilation and air conditioning (HVAC); Hyperscale Data Center |  |  | May 2026 - Planning activities are underway. November 2025 - Planning works are underway. Q2 2025 - Princeton Digital Group announced plans to build a data center in Korea. | No Major Development | 0 | Not Funded / Unconfirmed | Private | Princeton Digital Group
551632 | 551632 | 2026-04-30 15:39 | Amazon Data Services – Ridgeway Data Center – Buckinghamshire | Amazon Data Services – Ridgeway Data Center – Buckinghamshire | https://construction.globaldata.com/Projects/Overview/551632 | Planning | Parent | 450 | 2025 Q3 | 2027 Q3 | 2028 Q4 | Europe | United Kingdom | Buckinghamshire |  |  | SL0 9HX | Commercial & Leisure | Data Center | Data Center |  | Low | Redevelopment | Onshore | Amazon Data Services(Amazon) is planning to redevelop a former distribution center into a hyperscale data center in Iver, Buckinghamshire, the UK. The project involves the construction of a two-story, 24m tall, 30,523m2 data center. It involves the construction of a substation with two switchrooms, a generator yard containing 27 backup generators, four water tanks, a sprinkler water tank, meeting rooms and parking spaces, and the installation of safety and security systems. MCA Architects has been appointed as the architect, Cronin & Sutton Consulting as the civil and structural engineer, Ethos as the mechanical and electrical engineer, and H&MV Engineering as the high voltage consultant. The project is committed to operating on 100% renewable energy. It will use direct evaporative cooling fed by outside air for most of the year, and adiabatic cooling with rainwater as the primary supply. In 2022, Amazon bought the site from Abrdn for US$163 million. The project is part of Amazon's US$10,600 million investment program to build, operate, and maintain data centers across the UK from 2024 to 2028. | 51.5139 | -0.50557 | The project involves the construction of a two-story, 24m tall, 30,523m2 data center at the Ridgeway Distribution Center in Iver, Buckinghamshire, the UK. The US$450 million project includes the following: 1. Construction of a substation with two switchrooms 2. Construction of a generator yard containing 27 backup generators 3. Construction of four water tanks 4. Construction of a sprinkler water tank 5. Construction of meeting rooms 6. Construction of parking spaces 7. Installation of safety and security systems | Heating, ventilation and air conditioning (HVAC); Hyperscale Data Center |  |  | May 2026 - Amazon data services are awaiting approvals. October 2025 - Amazon has submitted a planning application to Buckinghamshire Council for approval. Q3 2025 - Amazon Data Services announced plans to build a data center in Iver. | Project Awaiting Approvals | 0 | Not Funded / Unconfirmed | Private | Amazon Data Services Inc |  | H&MV Engineering Ltd;MCA Architects Ltd | CS Consulting Group;Ethos Engineering Ltd
446284 | 446284 | 2026-04-30 15:19 | NTT DATA – Dallas TX4 Data Center – Texas | NTT DATA – Dallas TX4 Data Center – Texas | https://construction.globaldata.com/Projects/Overview/446284 | Execution | Parent | 42 | 2024 Q1 | 2024 Q3 | 2026 Q2 | North America | United States | Texas | Garland | 2060 Lookout Drive | 75044 | Commercial & Leisure | Data Center | Data Center |  |  | Expansion | Onshore | NTT Data is undertaking the construct a colocation data center in Garland, Texas, the US. It will be the fourth building in NTT Data's existing Garland data center campus. The project involves the construction of a two-storey, 11,800m2 data center with a critical IT load capacity of 36MW. It includes the construction of a six data halls, two meet-me-rooms, office space, a breakroom, a lobby, a storage facility, a generator yard, the installation of safety and security systems. The data center will support AI‑ready, high‑density workloads and power densities of 70kW per rack or higher. The project has been designed to meet the requirements for LEED (Leadership in Energy and Environmental Design) certification. The facility draws power from the utility grid through a N+1 power distribution design. It is equipped with backup generators with on-site fuel storage. Cooling is provided by air-cooled chillers with airside economizers supported by fan coil wall cooling design with hot aisle containment in an N+1 HVAC configuration. Corgan Associates has been appointed as the design consultant, and STO Building Group as the main contractor. Construction works are scheduled to be completed in June 2026. | 32.9822 | -96.6575 | The project involves the construction of a two-storey, 11,800m2 data center with IT load capacity of 36MW at 2060 Lookout Drive in Garland, Texas, the US. The US$42 million project includes the following: 1. Construction of six data halls 2. Construction of two meet-me-rooms 3. Construction of office space 4. Construction of a breakroom 5. Construction of a lobby 6. Construction of a storage facility 7. Construction of a generator yard 8. Installation of safety and security systems | Colocation Data Center; Elevator; Heating, ventilation and air conditioning (HVAC); LEED |  |  | April 2026 - Construction works are underway. September 2024 - Construction works commenced. May 2024 - Planning activities are underway. Q1 2024 - NTT announced plans to build a data center in garland. | Project work on Schedule | 1 | Not Funded / Unconfirmed | Private | NTT DATA Group Corp | STO Building Group | Corgan Associates Inc
537273 | 293256 | 2026-04-30 13:54 | Echelon Data Centres – DUB20 Data Center: Phase I – Leinster | Echelon Data Centres – DUB20 Data Center – Leinster | https://construction.globaldata.com/Projects/Overview/537273 | Execution | Sub | 1060 | 2019 Q4 | 2025 Q3 | 2027 Q4 | Europe | Ireland | Leinster | Dublin | Vale Road, Avoka River Park, Arklow |  | Commercial & Leisure | Data Center | Data Center |  |  | New | Onshore | Echelon Data Centres Ltd, owned by Aldgate Developments (Aldgate), is constructing a hyperscale data center on the former Irish Fertilisers Industries site in Avoca Business Park, near the M11 in Arklow, County Wicklow.in Leinster, Ireland. The project involves the construction of a 48,618m2 hyperscale Tier IV data center with a consumption capacity of 90MW on 14ha of land comprising three, three-storey information and communication technology (ICT) facility buildings, each with a gross floor area of 16,206m2 of 19.5m in height. It also includes the construction of a 220kV substation, 293MW biogas power plant, 5,965m2 energy center 1 with 100MW, and will comprise 12 generators, four flues 33m in height, a 9,180m2 energy center 2 with 150MW and will comprise 18 generators, six flues 33m in height, a 181m2 switch room, an access road, six car parking spaces, four cycle parking spaces, and andscaping and planting, boundary treatments, lighting, security fencing. The facility is committed to operating on the utility grid, and wind power generated off the coast of Wicklow is connected to the on-site substation, supplemented with 800MW of wind energy generation and backed up by generators. It It will also feature an indirect evaporative and adiabatic cooling. Callaghan Engineering Ltd (CEL) has been appointed as the consulting engineer and project manager, John Spain Associates and Tom Phillips Associates as the planners, Clifton Scannell Emerson Associates, AWN Consulting, and Aecom Ltd as consulting engineers, Reddy Architecture + Urbanism as the architect, LMH Engineering Ltd as the mechanical engineer, KPMG Ireland and AWN Consulting Ltd are the environmental consultants, Black & White Engineering as the mechanical and electrical consultant, DBFL Consulting Engineers Ltd as the civil and structural engineer, and Integrated Energy Systems International Ltd as the technical consultant, Winthrop Engineering and Contracting as contractor and Arup as MEP consultant. Echelon signed a deal with SSE Renewables to power the grid infrastructure for the Avoca River Park data center. Dub20 is the first data centre in Ireland to meet the Commission for Regulation of Utilities (CRU) requirements for a grid connection. In May 2021, the project received planning approval from the Wicklow County Council (WCC). In September 2024, Echelon signed a power purchase agreement with EirGrid Plc and DUB20 became the first large-scale data center in Ireland to receive a grid connection from EirGrid for more than four years. In September 2025, the construction works commenced and expected to be completed by third quarter of 2026 . | 52.8119 | -6.1794 | The project involves the construction of a hyperscale data center with a consumption capacity of 90MW on 14ha of land at Avoca Business Park, near the M11 in Arklow, County Wicklow, Leinster, Ireland. The US$1,060 million project includes the following: 1. Construction of a 220kV substation 2. Construction of five data center buildings 3. Construction of an energy center 4. Construction of server rooms 5. Construction of meeting rooms 6. Construction of an administrative space 7. Installation of racks 8. Installation of 30 generators 9. Installation of safety and security systems | Heating, ventilation and air conditioning (HVAC); Hyperscale Data Center; Tier 4 Data Center |  |  | November 2025 - Construction works are underway. September 2025 - Construction works commenced. September 2024 - Echelon signed a power purchase agreement with EirGrid Plc. January 2024 - Design activities are underway. May 2021 - The project received approvals for development. Q4 2019 - Echelon announced plans to build a data center in Arklow. | Project work on Schedule | 1 | Not Funded / Unconfirmed | Private | Echelon Data Centres Ltd | Winthrop Technologies Ltd | Reddy Architecture + Urbanism | Aecom Ltd;Arup Engineering Consultancy;AWN Consulting Ltd;Black & White Engineering;Callaghan Engineering Ltd.;Clifton Scannell Emerson Associates;DBFL Consulting Engineers Ltd;John Spain Associates;KPMG Ireland;LMH Engineering Ltd;Tom Phillips Associates
293256 | 293256 | 2026-04-30 13:54 | Echelon Data Centres – DUB20 Data Center – Leinster | Echelon Data Centres – DUB20 Data Center – Leinster | https://construction.globaldata.com/Projects/Overview/293256 | Execution | Parent | 1740 | 2018 Q2 | 2025 Q3 | 2028 Q4 | Europe | Ireland | Leinster | Dublin | Vale Road, Avoka River Park, Arklow |  | Commercial & Leisure | Data Center | Data Center | Parking Facilities |  | New | Onshore | Echelon Data Centres Ltd, owned by Aldgate Developments (Aldgate), is constructing a hyperscale data center on the former Irish Fertilisers Industries site in Avoca Business Park, near the M11 in Arklow, Leinster, Ireland. The project involves the construction of a hyperscale Tier IV data center with a total consumption capacity of 204MW on 40.46ha of land. The first phase includes a 48,618m2 data center with a consumption capacity of 90MW on 14ha of land comprising three, three-storey information and communication technology (ICT) facility buildings, each with a gross floor area of 16,206m2 of 19.5m in height. It also includes the construction of a 220kV substation, 293MW biogas power plant, 5,965m2 energy center 1 with 100MW, and will comprise 12 generators, four flues 33m in height, a 9,180m2 energy center 2 with 150MW and will comprise 18 generators, six flues 33m in height, a 181m2 switch room, an access road, six car parking spaces, four cycle parking spaces, and andscaping and planting, boundary treatments, lighting, security fencing. The facility is committed to operating on the utility grid, and wind power generated off the coast of Wicklow is connected to the on-site substation, supplemented with 800MW of wind energy generation and backed up by generators. It will also feature an indirect evaporative and adiabatic cooling. Callaghan Engineering Ltd (CEL) has been appointed as the consulting engineer and project manager, John Spain Associates and Tom Phillips Associates as the planners, Clifton Scannell Emerson Associates, AWN Consulting, and Aecom Ltd as consulting engineers, Reddy Architecture + Urbanism as the architect, LMH Engineering Ltd as the mechanical engineer, KPMG Ireland and AWN Consulting Ltd are the environmental consultants, Black & White Engineering as the mechanical and electrical consultant, DBFL Consulting Engineers Ltd as the civil and structural engineer, and Integrated Energy Systems International Ltd as the technical consultant, Winthrop Engineering and Contracting as contractor and Arup as MEP consultant. Echelon signed a deal with SSE Renewables to power the grid infrastructure for the Avoca River Park data center. Dub20 is the first data centre in Ireland to meet the Commission for Regulation of Utilities (CRU) requirements for a grid connection. In December 2020, Crag Digital Avoca Limited submitted a planning application to the Wicklow County Council (WCC) and secured approvals in February 2021. In September 2024, Echelon signed a power purchase agreement with EirGrid Plc, and DUB20 became the first large-scale data center in Ireland to receive a grid connection from EirGrid for more than four years. In September 2025, construction works commenced on the first phase and are expected to be completed by the third quarter of 2026. Construction works are scheduled to be completed by 2028. | 52.8119 | -6.1794 | The project involves the construction of a hyperscale data center with a total consumption capacity of 204MW on 40.46ha of land in Leinster, Ireland. The US$1,740 million project includes the following: 1. Construction of a 220kV substation 2. Construction of five data center buildings 3. Construction of two energy centers 4. Construction of server rooms 5. Construction of meeting rooms 6. Construction of an administrative space 7. Construction of ten car parking spaces 8. Installation of racks 9. Installation of 30 generators 10. Installation of safety and security systems | Heating, ventilation and air conditioning (HVAC); Hyperscale Data Center; Tier 4 Data Center |  | https://echelon-dc.com/dub20/ | April 2026 - Construction activities are underway. November 2025 - Construction works are underway on the first phase. September 2025 - Construction works commenced on Phase I. December 2024 - Design activities are underway. September 2024 - Echelon signed a power purchase agreement with EirGrid Plc. March 2024 - Design activities are underway. August 2023 - Design activities are underway. November 2022 - Design activities are underway. September 2021 - Design activities are underway. May 2021 - Design activities are underway. September 2020 - Design activities are underway. June 2020 - Design activities are underway. May 2020 - Funds for construction secured. July 2019 - An appeal against the approved planning permission was rejected. February 2019 - The project received approvals for development. Q2 2018 - Aldgate announced plans to build a data center in Arklow. | Project work on Schedule | 1 | Not Funded / Unconfirmed | Private | Echelon Data Centres Ltd | Winthrop Technologies Ltd | Reddy Architecture + Urbanism | Aecom Ltd;Arup Engineering Consultancy;AWN Consulting Ltd;Black & White Engineering;Callaghan Engineering Ltd.;Clifton Scannell Emerson Associates;DBFL Consulting Engineers Ltd;Integrated Energy Systems International Ltd;John Spain Associates;KPMG Ireland;LMH Engineering Ltd;Tom Phillips Associates
449771 | 449771 | 2026-04-30 13:12 | BWDT – Gaotai Intelligent Computing Data Center – Gansu | BWDT – Gaotai Intelligent Computing Data Center – Gansu | https://construction.globaldata.com/Projects/Overview/449771 | Execution | Parent | 105 | 2023 Q1 | 2024 Q3 | 2027 Q1 | Asia-Pacific | China | Gansu | Zhangye |  |  | Commercial & Leisure | Data Center | Data Center |  |  | New | Onshore | Beijing Wanjie Data Technology Co. Ltd (BWDT) is constructing an intelligent computing center in Gaotai County, Zhangye City, Gansu Province, China. The project involves the construction of an artificial intelligence computing center with a construction area of 20,000m2. It also includes the construction of data rooms, racks, server rooms, an administrative office, and parking facilities and the installation of equipment and safety and security systems. | 39.3777 | 99.8194 | The project involves the construction of an intelligent computing center with a construction area of 20,000m2 in Gaotai County, Zhangye City, Gansu Province, China. The USD105 million project includes the following: 1. Construction of data rooms 2. Construction of racks 3. Construction of server rooms 4. Construction of an administrative office 5. Construction of parking facilities 6. Installation of equipment and safety and security systems | Artificial Intelligence; Heating, ventilation and air conditioning (HVAC) |  |  | April 30, 2026 - We have not been able to obtain further updates on this project. We have retained the same project stage and amended the key dates accordingly. We will update the profile as soon as we obtain any new information. June 2025 - Construction activities are underway. July 2024 - Construction activities are underway. Q1 2023 - BWDT announced plans to build an intelligent computing center in Gaotai County, Zhangye City, Gansu Province. | Information Unavailable |  | Not Funded / Unconfirmed | Private | Beijing Wanjie Data Technology Co Ltd
536962 | 475496 | 2026-04-30 13:11 | ICBC – Xi'an Data Center Xixian Park: Phase I – Shaanxi | ICBC – Xi'an Data Center Xixian Park – Shaanxi | https://construction.globaldata.com/Projects/Overview/536962 | Design | Sub | 433 | 2024 Q1 | 2027 Q1 | 2029 Q2 | Asia-Pacific | China | Shaanxi | Xi'an | Fengxi New City of Xixian New Area |  | Commercial & Leisure | Data Center | Data Center |  | High | New | Onshore | Industrial and Commercial Bank of China (ICBC) is planning to build a data center in Xixian New District, Xi'an City, Shaanxi Province, China. The project involves the construction of a data center with a 141,600m2 GFA comprising ​​12,600m2 underground. The project will be developed in two sections. Section 01 involves the construction of two data center buildings, two power buildings, two 110kV substations, three maintenance and operation support buildings, one living support building, one emergency duty building, one ECC commissioning support building, one spare parts warehouse, one underground water tank and pump room, and two gatehouses and the installation of 100,000 servers. Section 02 involves the installation of 50,000 servers. The survey and design contract has been awarded to China Architecture Design & Research Group and China DK Comprehensive Engineering Investigation and Design Research Institute Co. Ltd. | 34.3161 | 108.7272 | The project involves the construction of a data center with a 141,600m2 gross floor area (GFA) in Xixian New District, Xi'an City, Shaanxi Province, China. The US$433 million (CNY3,175 million) project includes the following: 1. Construction of two data center buildings 2. Construction of two power buildings 3. Construction of two 110kV substations 4. Construction of three maintenance and operation support buildings 5. Construction of one living support building 6. Construction of one emergency duty building 7. Construction of one ECC commissioning support building 8. Construction of one spare parts warehouse 9. Construction of one underground water tank 10. Construction of pump room 11. Construction of administrative spaces 12. Construction of parking facilities 13. Installation of 15,000 servers 14. Installation of cooling systems 15. Installation of lighting and safety equipment | Heating, ventilation and air conditioning (HVAC) |  |  | April 2026 - Design activities are underway. December 2025 - China Architecture Design & Research Group and China DK Comprehensive Engineering Investigation and Design Research Institute Co. Ltd have been appointed as the surveyor and design consultant. August 2025 - Tender Process are underway. January 2025 - Planning activities are underway. Q1 2024 - ICBC announced plans to build a data center in Xixian New District, Xi'an City, Shaanxi Province, China. | Project work on Schedule | 1 | Not Funded / Unconfirmed | Private | Industrial and Commercial Bank of China Ltd |  | China Architecture Design & Research Group | China Architecture Design & Research Group
475496 | 475496 | 2026-04-30 13:07 | ICBC – Xi'an Data Center Xixian Park – Shaanxi | ICBC – Xi'an Data Center Xixian Park – Shaanxi | https://construction.globaldata.com/Projects/Overview/475496 | Design | Parent | 862 | 2024 Q1 | 2027 Q1 | 2030 Q2 | Asia-Pacific | China | Shaanxi | Xi'an | Fengxi New City of Xixian New Area |  | Commercial & Leisure | Data Center | Data Center |  | High | New | Onshore | Industrial and Commercial Bank of China (ICBC) is planning to build a data center in Xixian New District, Xi'an City, Shaanxi Province, China. The project involves the construction of a data center on a 13.8ha site area with a 247,900m2 GFA. It also includes the construction of computer rooms, power facilities, offices, server rooms, racks, administrative spaces, and parking facilities and the installation of servers, cooling systems, lighting, and safety equipment. The project will be developed in two phases. Phase I and II will be developed with a 141,600m2 and 106,300m2 GFA. Phase I will be developed in two sections. Section 01 involves the construction of two data center buildings, two power buildings, two 110kV substations, three maintenance and operation support buildings, one living support building, one emergency duty building, one ECC commissioning support building, one spare parts warehouse, one underground water tank and pump room, and two gatehouses and the installation of 100,000 servers. Section 02 involves the installation of 50,000 servers. The survey and design contract of Phase I has been awarded to China Architecture Design & Research Group and China DK Comprehensive Engineering Investigation and Design Research Institute Co. Ltd. | 34.3161 | 108.7272 | The project involves the construction of a data center on a 13.8ha site area with a 247,900m2 gross floor area (GFA) in Xixian New District, Xi'an City, Shaanxi Province, China. The US$862 million (CNY6,100 million) project includes the following: 1. Construction of computer rooms 2. Construction of power facilities 3. Construction of offices 4. Construction of server rooms 5. Construction of racks 6. Construction of administrative spaces 7. Construction of parking facilities 8. Installation of servers 9. Installation of cooling systems 10. Installation of lighting and safety equipment | Heating, ventilation and air conditioning (HVAC) |  |  | April 2026 - Design activities are underway on Phase I of the project. December 12, 2025 - China Architecture Design & Research Group and China DK Comprehensive Engineering Investigation and Design Research Institute Co. Ltd have been appointed as the surveyor and design consultant of Phase I. August 2025 - Tender Process are underway. January 2025 - Planning activities are underway. October 2024 - The project received approval for filing. Q1 2024 - ICBC announced plans to build a data center in Xixian New District, Xi'an City, Shaanxi Province, China. | Project work on Schedule | 1 | Not Funded / Unconfirmed | Private | Industrial and Commercial Bank of China Ltd |  | China Architecture Design & Research Group | China Architecture Design & Research Group
509577 | 509577 | 2026-04-30 11:42 | Virtus DC – Virtus Wustermark Data Center Campus – Brandenburg | Virtus DC – Virtus Wustermark Data Center Campus – Brandenburg | https://construction.globaldata.com/Projects/Overview/509577 | Execution | Parent | 3232 | 2023 Q3 | 2025 Q4 | 2030 Q4 | Europe | Germany | Brandenburg |  | Bundesstraße 5 & 202, Wustermark-Elstal | 14641 | Commercial & Leisure | Data Center | Data Center | Office Buildings; Transformer Stations & Substations |  | New | Onshore | Virtus Data Centres Ltd. (Virtus DC), a part of ST Telemedia Global Data Centres, STT GDC, is planning to construct the Virtus Wustermark Data Center Campus in Wustermark, Brandenburg, Germany. (located 12km away from Berlin City) The project involves the construction of a hyperscale data center campus on a 35ha area with nine individual data centers (Berlin5; B5 to Berlin13; B13) with the IT load capacity of 204MW for cloud and AI, eight data centers, including B5 to B12, each with the IT load capacity of between 14 and 20MW, B13 data center with the IT load capacity of 14MW, office facilities, an on-site high-voltage substation with capacity of 300MVA and a grid connection capacity of 380kV, and parking facilities, and the installation of elevators and power facilities. The project will create 190 jobs. Virtus purchased a 17.5ha site, constituting 35ha of the ETC industrial area, from ETC Deutscher Industriebau AG in 2023. ETC will build a commercial park on the remaining area. The data centers will offer an operation-wide choice of Tier III to Tier IV and are designed with a PUE of 1.2. The project will be powered by 100% renewable energy. The waste heat from the center could benefit the municipality of Wustermark and its planned district heating network. Ttsp Hwp Seidel Planungsgesellschaft MBH has been appointed as the design contractor, Rider Levett Bucknall UK Ltd as the consultant, and FF Projekt GmbH as the project management consultant. Virtus and 50Hertz signed a contract to build a substation and connect the campus to the 380kV high voltage grid. H&MV Engineering Ltd has been appointed as the design-build contractor for the high-voltage substation. | 52.539 | 12.9248 | The project involves the construction of the Virtus Wustermark Data Center Campus on a 35ha area, with the IT load capacity of 204MW in Wustermark, Brandenburg, Germany. The US$3,232 million project includes the following: 1. Construction of nine individual data centers (Berlin5; B5 to Berlin13; B13) for cloud and AI 2. Construction of eight data centers, including B5 to B12, each with the IT load capacity between 14 and 20MW 3. Construction of B13 data center with the IT load capacity of 14MW 4. Construction of office facilities 5. Construction of an on-site high-voltage substation with a capacity of 300MVA and a grid connection capacity of 380kV 6. Construction of parking facilities 7. Installation of elevators and power facilities | Green data center; Heating, ventilation and air conditioning (HVAC); Hyperscale Data Center; Tier 3 Data Center; Tier 4 Data Center |  |  | April 2026 - Construction works on the substation and pre-construction activities on the data center buildings are underway simultaneously. February 2026 - Construction works on the substation and pre-construction activities on the data center buildings are underway simultaneously. October 2025 - H&MV Engineering Ltd has been appointed as the design-build contractor for the high-voltage substation, and construction work on the substation commenced. August 2025 - Virtus and 50Hertz signed a contract to build a substation and connect the campus to the 380kV high voltage grid. June 2025 - The project is awaiting for the building permit. Q1 2025 - Initial work, including grid infrastructure and possibly earthworks, has commenced. January 2025 - The municipality of Wustermark adopted the bylaws for the development plan for the project. July 2024 - Ttsp Hwp submitted the building permit application. September 2023 - Virtus DC announced plans to construct a hyperscale data center campus in Wustermark. | Project work on Schedule | 1 | Not Funded / Unconfirmed | Private | VIRTUS Data Centres Ltd. | H&MV Engineering Ltd | H&MV Engineering Ltd;Ttsp Hwp Seidel Planungsgesellschaft MbH | FF Projekt GmbH;Rider Levett Bucknall UK Ltd
509597 | 509577 | 2026-04-30 11:41 | Virtus DC – Virtus Wustermark Data Center Campus: B13 Data Center – Brandenburg | Virtus DC – Virtus Wustermark Data Center Campus – Brandenburg | https://construction.globaldata.com/Projects/Overview/509597 | Design | Sub | 190 | 2023 Q3 | 2027 Q2 | 2030 Q4 | Europe | Germany | Brandenburg |  | Bundesstraße 202, 14641 Wustermark-Elstal | 14641 | Commercial & Leisure | Data Center | Data Center |  | Medium | New | Onshore | Virtus Data Centres Ltd. (Virtus DC) is planning to construct the Virtus Wustermark Campus: Berlin13 (B13) Data Center in Wustermark, Brandenburg, Germany. The project involves the construction of a data center with an IT load capacity of 14MW for cloud and AI, office facilities, and parking facilities, and the installation of elevators and power facilities. The data centers will offer an operation-wide choice between Tier III and Tier VI and are designed with a PUE of 1.2. The project will be powered by 100% renewable energy. The waste heat from the center could benefit the municipality of Wustermark and its planned district heating network. Ttsp Hwp Seidel Planungsgesellschaft MbH has been appointed as the design contractor, Rider Levett Bucknall UK Ltd as the consultant, and FF Projekt GmbH as the project management consultant. Virtus and 50Hertz signed a contract to build a substation and connect the campus to the 380kV high voltage grid. H&MV Engineering Ltd has been appointed as the design-build contractor for the high-voltage substation. | 52.539 | 12.9248 | The project involves the construction of the Virtus Wustermark Campus: Berlin13 (B13) Data Center in Wustermark, Brandenburg, Germany. The US$190 million project includes the following: 1. Construction of a data center with an IT load capacity of 14MW for cloud and AI 2. Construction of office facilities 3. Construction of parking facilities 4. Installation of elevators and power facilities | Green data center; Heating, ventilation and air conditioning (HVAC); Hyperscale Data Center; Tier 3 Data Center; Tier 4 Data Center |  |  | April 2026 - Pre-construction activities on the data center buildings are underway. February 2026 - Pre-construction activities on the data center buildings are underway. August 2025 - Virtus and 50Hertz signed a contract to build a substation and connect the campus to the 380kV high voltage grid. June 17, 2025 - The project is awaiting for the building permit. January 2025 - The municipality of Wustermark adopted the bylaws for the development plan for the project. July 2024 - Ttsp Hwp submitted the building permit application. September 2023 - Virtus DC announced plans to construct a hyperscale data center campus in Wustermark. | Project work on Schedule | 1 | Not Funded / Unconfirmed | Private | VIRTUS Data Centres Ltd. |  | Ttsp Hwp Seidel Planungsgesellschaft MbH | FF Projekt GmbH;Rider Levett Bucknall UK Ltd
509596 | 509577 | 2026-04-30 11:40 | Virtus DC – Virtus Wustermark Data Center Campus: B12 Data Center – Brandenburg | Virtus DC – Virtus Wustermark Data Center Campus – Brandenburg | https://construction.globaldata.com/Projects/Overview/509596 | Design | Sub | 380 | 2023 Q3 | 2027 Q2 | 2030 Q4 | Europe | Germany | Brandenburg |  | Bundesstraße 202, 14641 Wustermark-Elstal | 14641 | Commercial & Leisure | Data Center | Data Center |  | Medium | New | Onshore | Virtus Data Centres Ltd. (Virtus DC) is planning to construct the Virtus Wustermark Campus: Berlin12 (B12) Data Center in Wustermark, Brandenburg, Germany. The project involves the construction of a data center with an IT load capacity of 14-20MW for cloud and AI, office facilities, and parking facilities, and the installation of elevators and power facilities. The data centers will have an operation wide choice between Tier III and Tier VI and designed with PUE of 1.2. The project will be powered by 100% renewable energy. The waste heat from the center could benefit the municipality of Wustermark and its planned district heating network. Ttsp Hwp Seidel Planungsgesellschaft MbH has been appointed as the design contractor, Rider Levett Bucknall UK Ltd as the consultant, and FF Projekt GmbH as the project management consultant. Virtus and 50Hertz signed a contract to build a substation and connect the campus to the 380kV high voltage grid. H&MV Engineering Ltd has been appointed as the design-build contractor for the high-voltage substation. | 52.539 | 12.9248 | The project involves the construction of the Virtus Wustermark Campus: Berlin12 (B12) Data Center in Wustermark, Brandenburg, Germany. The US$380 million project includes the following: 1. Construction of a data center with an IT load capacity of 14-20MW for cloud and AI 2. Construction of office facilities 3. Construction of parking facilities 4. Installation of elevators and power facilities | Green data center; Heating, ventilation and air conditioning (HVAC); Hyperscale Data Center; Tier 3 Data Center; Tier 4 Data Center |  |  | April 2026 - Pre-construction activities on the data center buildings are underway. February 2026 - Pre-construction activities on the data center buildings are underway. August 2025 - Virtus and 50Hertz signed a contract to build a substation and connect the campus to the 380kV high voltage grid. June 17, 2025 - The project is awaiting for the building permit. January 2025 - The municipality of Wustermark adopted the bylaws for the development plan for the project. July 2024 - Ttsp Hwp submitted the building permit application. September 2023 - Virtus DC announced plans to construct a hyperscale data center campus in Wustermark. | Project work on Schedule | 1 | Not Funded / Unconfirmed | Private | VIRTUS Data Centres Ltd. |  | Ttsp Hwp Seidel Planungsgesellschaft MbH | FF Projekt GmbH;Rider Levett Bucknall UK Ltd
509595 | 509577 | 2026-04-30 11:38 | Virtus DC – Virtus Wustermark Data Center Campus: B11 Data Center – Brandenburg | Virtus DC – Virtus Wustermark Data Center Campus – Brandenburg | https://construction.globaldata.com/Projects/Overview/509595 | Design | Sub | 380 | 2023 Q3 | 2027 Q2 | 2030 Q4 | Europe | Germany | Brandenburg |  | Bundesstraße 202, 14641 Wustermark-Elstal | 14641 | Commercial & Leisure | Data Center | Data Center |  | Medium | New | Onshore | Virtus Data Centres Ltd. (Virtus DC) is planning to construct the Virtus Wustermark Campus: Berlin11 (B11) Data Center in Wustermark, Brandenburg, Germany. The project involves the construction of a data center with an IT load capacity of 14-20MW for cloud and AI, office facilities, and parking facilities, and the installation of elevators and power facilities. The data centers will have an operation-wide choice between Tier III and Tier VI and will be designed with a PUE of 1.2. The project will be powered by 100% renewable energy. The waste heat from the center could benefit the municipality of Wustermark and its planned district heating network. Ttsp Hwp Seidel Planungsgesellschaft MbH has been appointed as the design contractor, Rider Levett Bucknall UK Ltd as the consultant, and FF Projekt GmbH as the project management consultant. Virtus and 50Hertz signed a contract to build a substation and connect the campus to the 380kV high voltage grid. H&MV Engineering Ltd has been appointed as the design-build contractor for the high-voltage substation. | 52.539 | 12.9248 | The project involves the construction of the Virtus Wustermark Campus: Berlin11 (B11) Data Center in Wustermark, Brandenburg, Germany. The US$380 million project includes the following: 1. Construction of a data center with an IT load capacity of 14-20MW for cloud and AI 2. Construction of office facilities 3. Construction of parking facilities 4. Installation of elevators and power facilities | Green data center; Heating, ventilation and air conditioning (HVAC); Hyperscale Data Center; Tier 3 Data Center; Tier 4 Data Center |  |  | April 2026 - Pre-construction activities on the data center buildings are underway. February 2026 - Pre-construction activities on the data center buildings are underway. August 2025 - Virtus and 50Hertz signed a contract to build a substation and connect the campus to the 380kV high voltage grid. June 17, 2025 - The project is awaiting for the building permit. January 2025 - The municipality of Wustermark adopted the bylaws for the development plan for the project. July 2024 - Ttsp Hwp submitted the building permit application. September 2023 - Virtus DC announced plans to construct a hyperscale data center campus in Wustermark. | Project work on Schedule | 1 | Not Funded / Unconfirmed | Private | VIRTUS Data Centres Ltd. |  | Ttsp Hwp Seidel Planungsgesellschaft MbH | FF Projekt GmbH;Rider Levett Bucknall UK Ltd
509593 | 509577 | 2026-04-30 11:37 | Virtus DC – Virtus Wustermark Data Center Campus: B10 Data Center – Brandenburg | Virtus DC – Virtus Wustermark Data Center Campus – Brandenburg | https://construction.globaldata.com/Projects/Overview/509593 | Design | Sub | 380 | 2023 Q3 | 2027 Q2 | 2030 Q4 | Europe | Germany | Brandenburg |  | Bundesstraße 202, 14641 Wustermark-Elstal | 14641 | Commercial & Leisure | Data Center | Data Center |  | Medium | New | Onshore | Virtus Data Centres Ltd. (Virtus DC) is planning to construct the Virtus Wustermark Campus: Berlin10 (B10) Data Center in Wustermark, Brandenburg, Germany. The project involves the construction of a data center with an IT load capacity of 14-20MW for cloud and AI, office facilities, and parking facilities, and the installation of elevators and power facilities. The data centers will offer an operation-wide choice between Tier III and Tier VI and are designed with a PUE of 1.2. The project will be powered by 100% renewable energy. The waste heat from the center could benefit the municipality of Wustermark and its planned district heating network. Ttsp Hwp Seidel Planungsgesellschaft MbH has been appointed as the design contractor, Rider Levett Bucknall UK Ltd as the consultant, and FF Projekt GmbH as the project management consultant. Virtus and 50Hertz signed a contract to build a substation and connect the campus to the 380kV high voltage grid. H&MV Engineering Ltd has been appointed as the design-build contractor for the high-voltage substation. | 52.539 | 12.9248 | The project involves the construction of the Virtus Wustermark Campus: Berlin10 (B10) Data Center in Wustermark, Brandenburg, Germany. The US$380 million project includes the following: 1. Construction of a data center with an IT load capacity of 14-20MW for cloud and AI 2. Construction of office facilities 3. Construction of parking facilities 4. Installation of elevators and power facilities | Green data center; Heating, ventilation and air conditioning (HVAC); Hyperscale Data Center; Tier 3 Data Center; Tier 4 Data Center |  |  | April 2026 - Pre-construction activities on the data center buildings are underway. February 2026 - Pre-construction activities on the data center buildings are underway. August 2025 - Virtus and 50Hertz signed a contract to build a substation and connect the campus to the 380kV high voltage grid. June 17, 2025 - The project is awaiting for the building permit. January 2025 - The municipality of Wustermark adopted the bylaws for the development plan for the project. July 2024 - Ttsp Hwp submitted the building permit application. September 2023 - Virtus DC announced plans to construct a hyperscale data center campus in Wustermark. | Project work on Schedule | 1 | Not Funded / Unconfirmed | Private | VIRTUS Data Centres Ltd. |  | Ttsp Hwp Seidel Planungsgesellschaft MbH | FF Projekt GmbH;Rider Levett Bucknall UK Ltd
509592 | 509577 | 2026-04-30 11:36 | Virtus DC – Virtus Wustermark Data Center Campus: B9 Data Center – Brandenburg | Virtus DC – Virtus Wustermark Data Center Campus – Brandenburg | https://construction.globaldata.com/Projects/Overview/509592 | Design | Sub | 380 | 2023 Q3 | 2027 Q2 | 2030 Q4 | Europe | Germany | Brandenburg |  | Bundesstraße 202, 14641 Wustermark-Elstal | 14641 | Commercial & Leisure | Data Center | Data Center |  | Medium | New | Onshore | Virtus Data Centres Ltd. (Virtus DC) is planning to construct the Virtus Wustermark Campus: Berlin9 (B9) Data Center in Wustermark, Brandenburg, Germany. The project involves the construction of a data center with an IT load capacity of 14-20MW for cloud and AI, office facilities, and parking, and the installation of elevators and power facilities. The data centers will have an operation-wide choice between Tier III and Tier VI, and will be designed with a PUE of 1.2. The project will be powered by 100% renewable energy. The waste heat from the center could benefit the municipality of Wustermark and its planned district heating network. Ttsp Hwp Seidel Planungsgesellschaft MbH has been appointed as the design contractor, Rider Levett Bucknall UK Ltd as the consultant, and FF Projekt GmbH as the project management consultant. Virtus and 50Hertz signed a contract to build a substation and connect the campus to the 380kV high voltage grid. H&MV Engineering Ltd has been appointed as the design-build contractor for the high-voltage substation. | 52.539 | 12.9248 | The project involves the construction of the Virtus Wustermark Campus: Berlin9 (B9) Data Center in Wustermark, Brandenburg, Germany. The US$380 million project includes the following: 1. Construction of a data center with an IT load capacity of 14-20MW for cloud and AI 2. Construction of office facilities 3. Construction of parking facilities 4. Installation of elevators and power facilities | Green data center; Heating, ventilation and air conditioning (HVAC); Hyperscale Data Center; Tier 3 Data Center; Tier 4 Data Center |  |  | April 2026 - Pre-construction activities on the data center buildings are underway. February 2026 - Pre-construction activities on the data center buildings are underway. August 2025 - Virtus and 50Hertz signed a contract to build a substation and connect the campus to the 380kV high voltage grid. June 17, 2025 - The project is awaiting for the building permit. January 2025 - The municipality of Wustermark adopted the bylaws for the development plan for the project. July 2024 - Ttsp Hwp submitted the building permit application. September 2023 - Virtus DC announced plans to construct a hyperscale data center campus in Wustermark. | Project work on Schedule | 1 | Not Funded / Unconfirmed | Private | VIRTUS Data Centres Ltd. |  | Ttsp Hwp Seidel Planungsgesellschaft MbH | FF Projekt GmbH;Rider Levett Bucknall UK Ltd
509591 | 509577 | 2026-04-30 11:35 | Virtus DC – Virtus Wustermark Data Center Campus: B8 Data Center – Brandenburg | Virtus DC – Virtus Wustermark Data Center Campus – Brandenburg | https://construction.globaldata.com/Projects/Overview/509591 | Design | Sub | 380 | 2023 Q3 | 2026 Q3 | 2028 Q4 | Europe | Germany | Brandenburg |  | Bundesstraße 5, 14641 Wustermark-Elstal | 14641 | Commercial & Leisure | Data Center | Data Center |  | Medium | New | Onshore | Virtus Data Centres Ltd. (Virtus DC) is planning to construct the Virtus Wustermark Campus: Berlin8 (B8) Data Center in Wustermark, Brandenburg, Germany. The project involves the construction of a data center with an IT load capacity of 14-20MW for cloud and AI, office facilities, and parking, and the installation of elevators and power facilities. The data centers will offer an operation-wide choice between Tier III and Tier VI and are designed with a PUE of 1.2. The project will be powered by 100% renewable energy. The waste heat from the center could benefit the municipality of Wustermark and its planned district heating network. Ttsp Hwp Seidel Planungsgesellschaft MbH has been appointed as the design contractor, Rider Levett Bucknall UK Ltd as the consultant, and FF Projekt GmbH as the project management consultant. Virtus and 50Hertz signed a contract to build a substation and connect the campus to the 380kV high voltage grid. H&MV Engineering Ltd has been appointed as the design-build contractor for the high-voltage substation. | 52.539 | 12.9248 | The project involves the construction of the Virtus Wustermark Campus: Berlin8 (B8) Data Center in Wustermark, Brandenburg, Germany. The US$380 million project includes the following: 1. Construction of a data center with an IT load capacity of 14-20MW for cloud and AI 2. Construction of office facilities 3. Construction of parking facilities 4. Installation of elevators and power facilities | Green data center; Heating, ventilation and air conditioning (HVAC); Hyperscale Data Center; Tier 3 Data Center; Tier 4 Data Center |  |  | April 2026 - Pre-construction activities on the data center buildings are underway. February 2026 - Pre-construction activities on the data center buildings are underway. August 2025 - Virtus and 50Hertz signed a contract to build a substation and connect the campus to the 380kV high voltage grid. June 17, 2025 - The project is awaiting for the building permit. January 2025 - The municipality of Wustermark adopted the bylaws for the development plan for the project. July 2024 - Ttsp Hwp submitted the building permit application. September 2023 - Virtus DC announced plans to construct a hyperscale data center campus in Wustermark. | Project work on Schedule | 1 | Not Funded / Unconfirmed | Private | VIRTUS Data Centres Ltd. |  | Ttsp Hwp Seidel Planungsgesellschaft MbH | FF Projekt GmbH;Rider Levett Bucknall UK Ltd
509590 | 509577 | 2026-04-30 11:15 | Virtus DC – Virtus Wustermark Data Center Campus: B7 Data Center – Brandenburg | Virtus DC – Virtus Wustermark Data Center Campus – Brandenburg | https://construction.globaldata.com/Projects/Overview/509590 | Design | Sub | 380 | 2023 Q3 | 2026 Q3 | 2028 Q4 | Europe | Germany | Brandenburg |  | Bundesstraße 5, 14641 Wustermark-Elstal | 14641 | Commercial & Leisure | Data Center | Data Center |  | Medium | New | Onshore | Virtus Data Centres Ltd. (Virtus DC) is planning to construct the Virtus Wustermark Campus: Berlin7 (B7) Data Center in Wustermark, Brandenburg, Germany. The project involves the construction of a data center with an IT load capacity of 14-20MW for cloud and AI, office facilities, and parking, and the installation of elevators and power facilities. The data centers will offer an operation-wide choice between Tier III and Tier VI and are designed with a PUE of 1.2. The project will be powered by 100% renewable energy. The waste heat from the center could benefit the municipality of Wustermark and its planned district heating network. Ttsp Hwp Seidel Planungsgesellschaft MbH has been appointed as the design contractor, Rider Levett Bucknall UK Ltd as the consultant, and FF Projekt GmbH as the project management consultant. Virtus and 50Hertz signed a contract to build a substation and connect the campus to the 380kV high voltage grid. H&MV Engineering Ltd has been appointed as the design-build contractor for the high-voltage substation. | 52.539 | 12.9248 | The project involves the construction of the Virtus Wustermark Campus: Berlin7 (B7) Data Center in Wustermark, Brandenburg, Germany. The US$380 million project includes the following: 1. Construction of a data center with an IT load capacity of 14-20MW for cloud and AI 2. Construction of office facilities 3. Construction of parking facilities 4. Installation of elevators and power facilities | Green data center; Heating, ventilation and air conditioning (HVAC); Hyperscale Data Center; Tier 3 Data Center; Tier 4 Data Center |  |  | April 2026 - Pre-construction activities on the data center buildings are underway. February 2026 - Pre-construction activities on the data center buildings are underway. August 2025 - Virtus and 50Hertz signed a contract to build a substation and connect the campus to the 380kV high voltage grid. June 17, 2025 - The project is awaiting for the building permit. January 2025 - The municipality of Wustermark adopted the bylaws for the development plan for the project. July 2024 - Ttsp Hwp submitted the building permit application. September 2023 - Virtus DC announced plans to construct a hyperscale data center campus in Wustermark. | Project work on Schedule | 1 | Not Funded / Unconfirmed | Private | VIRTUS Data Centres Ltd. |  | Ttsp Hwp Seidel Planungsgesellschaft MbH | FF Projekt GmbH;Rider Levett Bucknall UK Ltd
509589 | 509577 | 2026-04-30 11:14 | Virtus DC – Virtus Wustermark Data Center Campus: B6 Data Center – Brandenburg | Virtus DC – Virtus Wustermark Data Center Campus – Brandenburg | https://construction.globaldata.com/Projects/Overview/509589 | Design | Sub | 380 | 2023 Q3 | 2026 Q3 | 2028 Q4 | Europe | Germany | Brandenburg |  | Bundesstraße 5, 14641 Wustermark-Elstal | 14641 | Commercial & Leisure | Data Center | Data Center |  | Medium | New | Onshore | Virtus Data Centres Ltd. (Virtus DC) is planning to construct the Virtus Wustermark Campus: Berlin6 (B6) Data Center in Wustermark, Brandenburg, Germany. The project involves the construction of a data center with an IT load capacity of 14-20MW for cloud and AI, office facilities, and parking facilities, and the installation of elevators and power facilities. The data centers will offer an operation-wide choice between Tier III and Tier VI and are designed with a PUE of 1.2. Ttsp Hwp Seidel Planungsgesellschaft MBH has been appointed as the design contractor, Rider Levett Bucknall UK Ltd as the consultant, and FF Projekt GmbH as the project management consultant. Virtus and 50Hertz signed a contract to build a substation and connect the campus to the 380kV high voltage grid. H&MV Engineering Ltd has been appointed as the design-build contractor for the high-voltage substation. The project will be powered by 100% renewable energy. The waste heat from the center could benefit the municipality of Wustermark and its planned district heating network. | 52.539 | 12.9248 | The project involves the construction of the Virtus Wustermark Campus: Berlin6 (B6) Data Center in Wustermark, Brandenburg, Germany. The US$380 million project includes the following: 1. Construction of a data center with an IT load capacity of 14-20MW for cloud and AI 2. Construction of office facilities 3. Construction of parking facilities 4. Installation of elevators and power facilities | Green data center; Heating, ventilation and air conditioning (HVAC); Hyperscale Data Center; Tier 3 Data Center; Tier 4 Data Center |  |  | April 2026 - Pre-construction activities on the data center buildings are underway. February 2026 - Pre-construction activities on the data center buildings are underway. August 2025 - Virtus and 50Hertz signed a contract to build a substation and connect the campus to the 380kV high voltage grid. June 17, 2025 - The project is awaiting for the building permit. January 2025 - The municipality of Wustermark adopted the bylaws for the development plan for the project. July 2024 - Ttsp Hwp submitted the building permit application. September 2023 - Virtus DC announced plans to construct a hyperscale data center campus in Wustermark. | Project work on Schedule | 1 | Not Funded / Unconfirmed | Private | VIRTUS Data Centres Ltd. |  | Ttsp Hwp Seidel Planungsgesellschaft MbH | FF Projekt GmbH;Rider Levett Bucknall UK Ltd
509588 | 509577 | 2026-04-30 10:29 | Virtus DC – Virtus Wustermark Data Center Campus: B5 Data Center – Brandenburg | Virtus DC – Virtus Wustermark Data Center Campus – Brandenburg | https://construction.globaldata.com/Projects/Overview/509588 | Design | Sub | 380 | 2023 Q3 | 2026 Q3 | 2027 Q4 | Europe | Germany | Brandenburg |  | Bundesstraße 5, Wustermark-Elstal | 14641 | Commercial & Leisure | Data Center | Data Center |  | Medium | New | Onshore | Virtus Data Centres Ltd. (Virtus DC) is planning to construct the Virtus Wustermark Campus: Berlin5 Data Center (B5) in Wustermark, Brandenburg, Germany. The project involves the construction of a data center with an IT load capacity of 14MW for cloud and AI, office facilities, and parking facilities, and the installation of elevators and power facilities. The data centers will offer an operation-wide choice between Tier III and Tier VI and are designed with a PUE of 1.2. The project will be powered by 100% renewable energy. The waste heat from the center could benefit the municipality of Wustermark and its planned district heating network. Ttsp Hwp Seidel Planungsgesellschaft MbH has been appointed as the design contractor, Rider Levett Bucknall UK Ltd as the consultant, and FF Projekt GmbH as the project management consultant. Virtus and 50Hertz signed a contract to build a substation and connect the campus to the 380kV high voltage grid. H&MV Engineering Ltd has been appointed as the design-build contractor for the high-voltage substation. | 52.539 | 12.9248 | The project involves the construction of the Virtus Wustermark Campus: Berlin5 Data Center in Wustermark, Brandenburg, Germany. The US$380 million project includes the following: 1. Construction of a data center with an IT load capacity of 14MW for cloud and AI 2. Construction of office facilities 3. Construction of parking facilities 4. Installation of elevators and power facilities | Green data center; Heating, ventilation and air conditioning (HVAC); Hyperscale Data Center; Tier 3 Data Center; Tier 4 Data Center |  |  | April 2026 - Pre-construction activities on the data center buildings are underway. February 2026 - Pre-construction activities on the data center buildings are underway. August 2025 - Virtus and 50Hertz signed a contract to build a substation and connect the campus to the 380kV high voltage grid. June 17, 2025 - The project is awaiting for the building permit. January 2025 - The municipality of Wustermark adopted the bylaws for the development plan for the project. July 2024 - Ttsp Hwp submitted the building permit application. September 2023 - Virtus DC announced plans to construct a hyperscale data center campus in Wustermark. | Project work on Schedule | 1 | Not Funded / Unconfirmed | Private | VIRTUS Data Centres Ltd. |  | Ttsp Hwp Seidel Planungsgesellschaft MbH | FF Projekt GmbH;Rider Levett Bucknall UK Ltd
339859 | 338928 | 2026-04-30 09:23 | Green Datacenter – Metro-Campus Zurich: Data Centers – Zurich | Green Datacenter – Metro-Campus Zurich – Zurich | https://construction.globaldata.com/Projects/Overview/339859 | Execution | Sub | 430 | 2020 Q3 | 2022 Q1 | 2026 Q4 | Europe | Switzerland | Zurich |  |  | 8157 | Commercial & Leisure | Data Center | Data Center |  |  | New | Onshore | Green Datacenter AG (Green) is undertaking the construction of the Metro-Campus Zurich: a data center campus in Zurich, Switzerland. The project involves the construction of a data center campus with an output capacity of 50 MW with three high-performance data centers (M, N and O) on a 20,000m2 area with the highest output of 25 kilowatts per rack, and integrated green areas, and parking facilities, and the installation of elevators, photovoltaic system on the roof and power facilities. Data center N and O includes the construction of data center building with 4,000 server racks for up to 160,000 IT systems on an area of 11,600m2 area, and the installation of photovoltaic systems on the roof. MBA Projektmanagement AG has been appointed as the project manager and Implenia Generalunternehmung AG as the general contractor. Baltensperger AG has been appointed as the steel construction sub-contractor, Roth Gruppe AG as the fire protection consultant, eins Architekten AG as the design consultant, KONE (Schweiz) AG and AS Aufzüge AG as the elevator supply contractors, Neukom Marzolo AG as the plumbing consultant, Pamax AG as the electrical installation contractor, Burkhalter Technics AG as the building automation consultant, KIBAG Holding AG as the excavation contractor, Pfister Metallbau AG as the metal construction contractor, Greuter AG as the consultant, Baupool Baulogistik AG as the third party project management consultant, Fetaxid AG as the plastic floor covering contractor, Pfanner & Frei AG and SmartLS AG as the electro planner, Ernst Schweizer AG and Blemo AG as the façade consultants, Künzli Dach AG as the façade sub-contractor, Buffone GmbH as the flooring work contractor, Haller Gerüstbau AG and Lawil Gerüste AG as the scaffolding contractors, Flexbelag Bau AG as the underground piping contractor, Hebetec AG as the crane supply contractor, HIT Haus- & Industrietechnik AG and GK Lüftung AG as the HVAC consultant, Agosti AG as the interior painting work contractor, DPR Construction CH GmbH, Pbp ag engineering, Smcooling Gmbh and Emch+Berger Holding AG as the planners, TeKoSi AG as the doors and windows supply contractor, AB Bauten AG as the drywall contractor, and Eberhard Bau AG as the project management consultant. Construction work n data center O will be completed by 2026. | 47.4756 | 8.416 | The project involves the construction of the Metro-Campus Zurich: a data center campus in Zurich, Switzerland. The US$430 million project includes the following: 1. Construction of a data center campus with three high-performance data center buildings (M, N and O) on a 20,000m2 area with the highest output of 25 kilowatts per rack 2. Construction of integrated green areas 3. Construction of parking facilities 4. Installation of elevators and power facilities 5. Installation of photovoltaic system on the roof | Colocation Data Center; District Heating/Cooling System; Heating, ventilation and air conditioning (HVAC); Solar Rooftop; Sustainable Building | A data center campus is planned to be developed in Dielsdorf, Zurich. The project aims to strengthen the backbone of the economy with a future-proof IT infrastructure and become an important partner for international cloud providers. The Metro-Campus Zürich's waste heat will be used to heat the office buildings, or it flows into the district heating network of the community. |  | April 2026 - Construction activities are underway. March 2026 - Construction activities are underway on data center O. December 2025 - Construction work on data center N is completed. June 2025 - Construction activities are underway. October 2024 - Construction activities are underway. August 2024 - Construction activities are underway. March 2024 - Construction work on data centers (N and O) is underway. Q4 2023 - Construction work on data centers (N and O) was commenced. February 2023 - Pre-construction activities on two datacenter buildings (N and O) are underway. January 2023 - Construction work on the first data center completed and the civil engineering work commenced. December 2022 - Construction activities are underway on the first data center. August 2022 - Construction activities are underway on the first data center. January 2022 - Construction work commenced on the first data center. December 2021 - Excavation activities are underway. August 2021 - Excavation and tender activities for the interior work sub-contractor are underway simultaneously. May 2021 - Excavation activities are underway. February 12, 2021 - Implenia Generalunternehmung AG has been appointed as the general contractor. October 2020 - A building application was submitted to the Gemeindeverwaltung Dielsdorf. September 2020 - MBA Projektmanagement AG has been appointed as the project manager. July 2020 - Green announced plans to build the Metro-Campus Zurich in Zurich. | Project work on Schedule | 1 | Not Funded / Unconfirmed | Private | Green Datacenter AG | Implenia Generalunternehmung AG | Eins Architekten;MBA Projektmanagement AG | Baupool Baumanagement AG;Blemo AG;Burkhalter Technics AG;Eberhard Bau AG;Emch+Berger Holding AG;Ernst Schweizer AG;Greuter AG;Kunzli Dach AG;MBA Projektmanagement AG;Neukom Marzolo AG;Pamax AG;Pbp ag engineering;Pfanner and Frei AG;Roth Gruppe;SmartLS AG;Smcooling gmbh
338928 | 338928 | 2026-04-30 09:23 | Green Datacenter – Metro-Campus Zurich – Zurich | Green Datacenter – Metro-Campus Zurich – Zurich | https://construction.globaldata.com/Projects/Overview/338928 | Execution | Parent | 509 | 2020 Q3 | 2022 Q1 | 2026 Q4 | Europe | Switzerland | Zurich |  | Niederhaslistrasse | 8157 | Commercial & Leisure | Data Center | Data Center | Office Buildings |  | New | Onshore | Green Datacenter AG (Green) is undertaking the construction of the Metro-Campus Zurich in Zurich, Switzerland. The project involves the construction of a data center campus with an output capacity of 50MW with three high-performance data centres (M, N and O) with emergency power systems and cooling systems on a 20,000m2 area with the highest output of 25KW per rack, a business park with three four-story office buildings, and commercial facilities on an 11,000m2 area, and integrated green areas, and an underground parking facility, and the installation of elevators, photovoltaic system on the roof and power facilities, and a free cooling system with ambient air. Data center N and O includes the construction of a data center building with 4,000 server racks for up to 160,000 IT systems on an area of 11,600m2 area, and the installation of photovoltaic systems on the roof. MBA Projektmanagement AG has been appointed as the design contractor and project manager, and Implenia Generalunternehmung AG as the general contractor. Baltensperger AG has been appointed as the steel construction sub-contractor, Roth Gruppe AG as the fire protection consultant, eins Architekten AG as the design consultant, KONE (Schweiz) AG and AS Aufzüge AG as the elevator supply contractors, Neukom Marzolo AG as the plumbing consultant, Pamax AG as the electrical installation contractor, Burkhalter Technics AG as the building automation consultant, KIBAG Holding AG as the excavation contractor, Pfister Metallbau AG as the metal construction contractor, Greuter AG as the consultant, Baupool Baulogistik AG as the third party project management consultant, Fetaxid AG as the plastic floor covering contractor, Pfanner & Frei AG and SmartLS AG as the electro planner, Ernst Schweizer AG and Blemo AG as the façade consultants, Künzli Dach AG as the façade sub-contractor, Buffone GmbH as the flooring work contractor, Haller Gerüstbau AG and Lawil Gerüste AG as the scaffolding contractors, Flexbelag Bau AG as the underground piping contractor, Hebetec AG as the crane supply contractor, HIT Haus- & Industrietechnik AG and GK Lüftung AG as the HVAC consultant, Agosti AG as the interior painting work contractor, DPR Construction CH GmbH, Pbp ag engineering, Smcooling Gmbh and Emch+Berger Holding AG as the planners, TeKoSi AG as the doors and windows supply contractor, AB Bauten AG as the drywall contractor, Baupool Baumanagement AG as the security consultant, and Eberhard Bau AG as the project management consultant. | 47.4825 | 8.4628 | The project involves the construction of the Metro-Campus Zurich on a 46,000m2 area in Zurich, Switzerland. The US$509 million project includes the following: 1. Construction of a data center campus with three high-performance data center buildings (M, N, and O) on a 20,000m2 area with the highest output of 25KW per rack 2. Construction of a business park with three four-story office buildings and commercial facilities on an 11,000m2 area 3. Construction of integrated green areas 4. Construction of an underground parking facility 5. Installation of elevators and power facilities 6. Installation of a photovoltaic system on the roof 7. Installation of a free cooling system with ambient air | Business Park/Business District; Colocation Data Center; District Heating/Cooling System; Elevator; Heating, ventilation and air conditioning (HVAC); Solar Rooftop; Sustainable Building | A data center and business campus is planned to be developed at Niederhaslistrasse in Dielsdorf, Zurich. The project aims to strengthen the backbone of the economy with a future-proof IT infrastructure and become an important partner for international cloud providers. The Metro-Campus Zürich's waste heat will be used to heat the office buildings, or it flows into the district heating network of the community. |  | April 2026 - Construction activities are underway. March 2026 - Construction activities are underway on data center O. December 2025 - Construction work on the data center N is completed. June 2025 - Construction activities are underway. March 2025 - Construction work on the first office building completed. October 2024 - Construction activities are underway. August 2024 - Construction activities are underway. March 2024 - Construction activities are underway. Q4 2023 - Construction work on data centers (N and O) was commenced. September 2023 - Construction activities are underway. May 2023 - Construction work on business park with underground parking facility was commenced. February 2023 - Implenia has been appointed as construction contractor for business park. January 2023 - Construction work on the first data center building (M) completed and excavation work commenced on the data centers N and O. December 2022 - Construction activities are underway on the first data center. August 2022 - Construction activities are underway on the first data center. January 20, 2022 - Construction work commenced on the first data center. December 2021 - Excavation activities are underway. August 2021 - Excavation and tender activities for the interior work sub-contractor are underway simultaneously. June 2021 - Green received the building permit. May 2021 - Excavation activities are underway. February 2021 - Implenia Generalunternehmung AG has been appointed as the general contractor. October 22, 2020 - A building application was submitted to the Gemeindeverwaltung Dielsdorf. September 30, 2020 - MBA Projektmanagement AG has been appointed as the project manager July 2020 - Green announced plans to build the Metro-Campus Zurich in Zurich. | Project work on Schedule | 1 | Not Funded / Unconfirmed | Private | Green Datacenter AG | Implenia Generalunternehmung AG | Eins Architekten;MBA Projektmanagement AG | Baltensperger AG;Baupool Baumanagement AG;Blemo AG;Burkhalter Technics AG;DPR Construction CH GmbH;Eberhard Bau AG;Emch+Berger Holding AG;Ernst Schweizer AG;Greuter AG;Kunzli Dach AG;MBA Projektmanagement AG;Neukom Marzolo AG;Pamax AG;Pbp ag engineering;Pfanner and Frei AG;Roth Gruppe;SmartLS AG;Smcooling gmbh
413919 | 413851 | 2026-04-30 08:43 | Shengyun Tech – Chongqing Shengyun Big Data Industrial Park: Phase I – Chongqing | Shengyun Tech – Chongqing Shengyun Big Data Industrial Park – Chongqing | https://construction.globaldata.com/Projects/Overview/413919 | Execution | Sub | 117 | 2022 Q1 | 2023 Q2 |  | Asia-Pacific | China | Chongqing | Chongqing |  |  | Commercial & Leisure | Data Center | Data Center |  |  | New | Onshore | Shengyun Technology Co. Ltd (STCL) is constructing a data center in Tongnan District, Chongqing, China. The project involves the construction of a data center on a 19ha site. It also includes the construction of data buildings, 3,300 racks, 40,000 high-performance servers, an administrative office, and parking facilities and the installation of equipment and safety and security systems. Chongqing Industrial Equipment Installation Group has been appointed as the EPC contractor. | 29.5628 | 106.5528 | The project involves the construction of a data center in Tongnan District, Chongqing, China. The US$117 million (CNY830 million) project includes the following: 1. Construction of data buildings 2. Construction of racks 3. Construction of server rooms 4. Construction of administrative office 5. Construction of parking facilities 6. Installation of cooling systems, lighting and other equipment. | Heating, ventilation and air conditioning (HVAC); Tier 3 Data Center | A data center is being developed in Tongnan District, Chongqing. |  | April 30, 2026 - We have not been able to obtain further updates on this project. We have retained the same project stage and amended the key dates accordingly. We will update the profile as soon as we obtain any new information. May 29, 2025 - We have not been able to obtain further updates on this project. We have retained the same project stage and amended the key dates accordingly. We will update the profile as soon as we obtain any new information. June 2024 - Construction activities are underway. January 2024 - Construction activities are underway. September 2023 - Construction activities are underway. June 2023 - Construction commenced. Q1 2022 - STCL announced plans to construct a data center in Tongnan High-tech Zone, Chongqing. | Information Unavailable |  | Not Funded / Unconfirmed | Private | Shengyun Technology Co Ltd | Chongqing Industrial Equipment Installation Group
413851 | 413851 | 2026-04-30 08:42 | Shengyun Tech – Chongqing Shengyun Big Data Industrial Park – Chongqing | Shengyun Tech – Chongqing Shengyun Big Data Industrial Park – Chongqing | https://construction.globaldata.com/Projects/Overview/413851 | Execution | Parent | 353 | 2022 Q1 | 2023 Q2 |  | Asia-Pacific | China | Chongqing | Chongqing | D25-1/02 plot of the Circular Economy Industrial Park in Tongnan High-tech Zone |  | Commercial & Leisure | Data Center | Data Center |  |  | New | Onshore | Shengyun Technology Co. Ltd (STCL) is constructing a data center in Tongnan District, Chongqing, China. The project involves the construction of a data center. It also includes the construction of data buildings, 10,000 racks, server rooms, an administrative office, and parking facilities and the installation of equipment and safety and security systems. The project will be developed in phases. Chongqing Industrial Equipment Installation Group has been appointed as the EPC contractor. | 29.5628 | 106.5528 | The project involves the construction of a data center in Tongnan District, Chongqing, China. The US$353 million (CNY2,500 million) project includes the following: 1. Construction of data buildings 2. Construction of racks 3. Construction of server rooms 4. Construction of administrative office 5. Construction of parking facilities 6. Installation of cooling systems, lighting and other equipment. | Heating, ventilation and air conditioning (HVAC); Tier 3 Data Center | A data center is being developed in Tongnan District, Chongqing. |  | April 30, 2026 - We have not been able to obtain further updates on this project. We have retained the same project stage and amended the key dates accordingly. We will update the profile as soon as we obtain any new information. May 29, 2025 - We have not been able to obtain further updates on this project. We have retained the same project stage and amended the key dates accordingly. We will update the profile as soon as we obtain any new information. June 2024 - Construction activities are underway. January 2024 - Construction activities are underway. September 2023 - Construction activities are underway. June 2023 - Construction commenced. Q1 2022 - STCL announced plans to construct a data center in Tongnan High-tech Zone, Chongqing. | Information Unavailable |  | Not Funded / Unconfirmed | Private | Shengyun Technology Co Ltd | Chongqing Industrial Equipment Installation Group
564454 | 230911 | 2026-04-30 08:16 | DIEZA/ Volts UAE – Dubai Silicon Oasis: AI Ready Data Centre – Dubai | Dubai Silicon Oasis – Dubai Silicon Oasis – Dubai | https://construction.globaldata.com/Projects/Overview/564454 | Design | Parent | 1032 | 2025 Q4 | 2027 Q3 | 2029 Q3 | Middle East and Africa | United Arab Emirates | Dubai | Dubai |  |  | Commercial & Leisure | Data Center | Data Center |  | Medium | New | Onshore | Dubai Integrated Economic Zones Authority and Volts UAE Ltd are planning to undertake the construction of an AI-ready data center project at Dubai Silicon Oasis, Emirate of Dubai, UAE. The project involves constructing a data centre campus covering 60,000 m2, with infrastructure to support Phase One at 29 MW power capacity, expanding in Phase Two to reach 100 MW total capacity. Scope includes reinforced structural design, redundant systems, and hardened infrastructure, plus advanced electrical and smart infrastructure systems. Core site infrastructure and connectivity covers land, roads, and utilities, with reliable power distribution and cooling systems designed for AI workloads and other associated facilities, delivering a high-capacity, resilient data centre campus built for scalability and intensive compute demands. | 25.0657 | 55.1713 | Dubai Integrated Economic Zones Authority and Volts UAE Ltd are planning to undertake the construction of an AI-ready data center project at Dubai Silicon Oasis, Emirate of Dubai, UAE. The facility spans approximately 60,000 square meters and will be developed in two phases, beginning with 29 megawatts (MW) of power capacity in Phase One, and expanding to 100 MW in total. It features reinforced architecture, redundant and hardened infrastructure, and supports advanced computing and artificial intelligence workloads. Key participants include DIEZ, providing land and core infrastructure, VOLT UAE, handling development, financing, construction, leasing and operations, and Schneider Electric supplying advanced electrical systems and smart data centre infrastructure. The purpose is to strengthen Dubai’s digital ecosystem, deliver uninterrupted and secure AI compute capacity, and align with the UAE’s strategic digital transformation goals. The US$1,032 million project includes the following: 1. Construction of a data center campus covering: 60,000m2 2. Installation of infrastructure to support Phase One: 29 MW power capacity 3. Expansion to Phase Two: additional power to reach 100 MW total capacity 4. Provision of reinforced structural design, redundant systems, and hardened infrastructure 5. Installation of advanced electrical and smart infrastructure systems 6. Development of core site infrastructure and connectivity (land, roads, utilities) 7. Provision of reliable power distribution and cooling systems designed for AI workloads 8. Associated facilities |  | AI-ready data centre is planned to be developed at Dubai Silicon Oasis. |  | April 30, 2026 - A JV of Dubai Integrated Economic Zones Authority and Volts UAE Limited has signed an agreement to develop the project. | Project work on Schedule | 1 | Not Funded / Unconfirmed | Private | Dubai Integrated Economic Zones Authority;Volts UAE Ltd |  |  | Schneider Electric UAE
475438 | 287186 | 2026-04-30 07:13 | Equinix – Dubai Production City: DX3.2 Data Centre – Dubai | TECOM Group – Dubai Production City: IMPZ – Dubai | https://construction.globaldata.com/Projects/Overview/475438 | Execution | Sub | 40 | 2023 Q1 | 2025 Q1 | 2026 Q4 | Middle East and Africa | United Arab Emirates | Dubai | Dubai |  |  | Commercial & Leisure | Data Center | Data Center |  |  | New | Onshore | Equinix is undertaking the construction of a data centre in Dubai Production City, Dubai, the UAE. The project involves constructing a data centre. It also includes Power Infrastructure: Renewable energy via the Dubai grid and Equinix sustainability program, Backup and Resilience: The facility will include UPS systems + diesel generators, N+1 redundancy, Data Centre Type: The project is planned as a hyperscale data centre, Cooling Systems: Chilled water + air-cooled systems, N+20% redundancy, Floor Load Capacity: The loading capacity is around 15 kN/m2, Energy Efficiency: Powered by 100% renewable energy, ISO 50001 certified, Power Density: The infrastructure will support High-density deployments across hyperscale workloads, Rack Configuration: The facility will support Standard and high-density racks. Construction works have commenced. McLaren Construction is working as the main contractor. AME Consulting and Technical Services is working as the acoustic engineer, Argent Elm is working as the telecom/security consultant, Tenable Fire Engineering Consultancy is working as the fire engineering consultant, Group Consult International is working as the structural engineer, Black & White Engineering is working as the MEP designer, Dawson Architects is working as the project designer and WSP Middle East is working as the lead supervision consultant and architect of record. James L Williams Middle East is working as the MEP subcontractor. | 25.0267 | 55.1844 | Equinix is undertaking the construction of a data centre in Dubai Production City, Dubai, the UAE. The project is being developed in two phases, and once completed, it will have a total IT capacity of 7.8 MW. The project provides 1,800 cabinets of capacity across two phases, or a total footprint of 12,000 m2 and is Equinix’s largest data centre in the region. It is covered by 100 per cent renewable energy. The current profile includes Phase 2. The US$40 million project includes the following: Key Technical Features: 1. Power Infrastructure: Renewable energy via the Dubai grid and Equinix sustainability program 2. Backup and Resilience: The facility will include UPS systems + diesel generators, N+1 redundancy 3. Data Centre Type: The project is planned as a hyperscale data centre 4. Cooling Systems: Chilled water + air-cooled systems, N+20% redundancy 5. Floor Load Capacity: The loading capacity is around 15 kN/m2 6. Energy Efficiency: Powered by 100% renewable energy, ISO 50001 certified 7. Power Density: The infrastructure will support High-density deployments across hyperscale workloads 8. Rack Configuration: The facility will support Standard and high-density racks | Hyperscale Data Center; Tier 3 Data Center | A data center was developed in Dubai Production City, Dubai. The project is being developed in two phases and once completed, it will have a total IT capacity of 7.8 MW The project provides 1,800 cabinets of capacity across two phases or a total footprint of 12,000 m2 and is Equinix’s largest data centre in the region. It is covered by 100 percent renewable energy. |  | April 2026 - As per the site visit on April 9, 2026, external finishing works are nearing completion. December 2025 - As per the site visit on November 26, 2025, finishing works are progressing on the project. August 2025 - As per the site visit on August 4, 2025, structural works are progressing on the first floor. July 2025 - James L Williams Middle East is working as the MEP subcontractor. May 2025 - As per the site visit on April 24,2025 , structural works are progressing. January 10, 2025 - Construction works have commenced. McLaren Construction is working as the main contractor. AME Consulting and Technical Services is working as the acoustic engineer, Argent Elm is working as the telecom/security consultant, Tenable Fire Engineering Consultancy is working as the fire engineering consultant, Group Consult International is working as the structural engineer, Black & White Engineering is working as the MEP designer, Dawson Architects is working as the project designer and WSP Middle East is working as the lead supervision consultant and architect of record. | Project work on Schedule | 1 | Not Funded / Unconfirmed | Private | Equinix Inc | McLaren Group Ltd | Dawson Consulting Architects and Engineers;WSP Global Inc | AME Consulting and Technical Services;Argent ELM;Black & White Engineering;Group Consult International;Tenable Fire Engineering Consultancy;WSP Global Inc
454091 | 454091 | 2026-04-30 06:38 | AirTrunk – MEL1 Data Center Expansion – Victoria | AirTrunk – MEL1 Data Center Expansion – Victoria | https://construction.globaldata.com/Projects/Overview/454091 | Execution | Parent | 665 | 2023 Q4 | 2024 Q3 | 2026 Q4 | Asia-Pacific | Australia | Victoria | Melbourne | 176 Swann Drive, Derrimut | 3026 | Commercial & Leisure | Data Center | Data Center |  |  | Expansion | Onshore | AirTrunk Operating Pty Ltd is undertaking the expansion of a data center at 176 Swann Drive in Derrimut, Victoria, Australia. The project involves the construction of a data center with a capacity of 100MW on 8.8ha of land. It includes the construction of data halls, a technical data hall, office and storage space, server rooms, control rooms, and the installation of safety and security systems. The facility will utilize an adiabatic air-cooling system. The project aims to support all major availability zones offering public cloud and artificial intelligence services. The project includes the remaining three phases of the six-phase construction outlined for the MEL1 campus, and the entire MEL1 campus will have a capacity of 185MW with 32,000m2 of technical data hall area, 12,600m2 of office and storage area, and 34 data halls. TM Consultants Ltd and Andrew Baigent Consulting Engineers have been appointed as consulting engineers, D & E Air Conditioning Pty Limited as the HVAC Sub-Contractor, and Built Holdings Pty Ltd as the main contractor. Shirley Parsons Ltd has been appointed as lead consultant, and the scope of work includes a thorough review of inspection test plans (ITPs) and inspection test checklists to meet Airtrunk's requirements. | -37.8004 | 144.7711 | The project involves the construction of a data center with a capacity of 100MW on 8.8ha of land at 176 Swann Drive in Derrimut, Victoria, Australia. The US$665 million project includes the following: 1. Construction of data halls 2. Construction of a technical data hall 3. Construction of office and storage space 4. Construction of server rooms 5. Construction of control rooms 6. Installation of cooling systems 7. Installation of safety and security systems | Artificial Intelligence; Heating, ventilation and air conditioning (HVAC); Hyperscale Data Center |  |  | April 2026 - Construction activities are underway. February 2026 - Construction activities completed on the first phase and are underway on the remaining phases. May 2025 - Construction activities are underway. August 2024 - Construction works commenced. Q4 2023 - AirTrunk announced plans to expand the data center in Derrimut. | Project work on Schedule | 1 | Not Funded / Unconfirmed | Private | AirTrunk Operating Pty Ltd | Built Holdings Pty Ltd |  | Andrew Baigent Consulting Engineers;Shirley Parsons Ltd;Spiire Australia Pty Ltd;TM Consultants Ltd
405016 | 405016 | 2026-04-30 05:46 | UNN – Kampong Tungku Data Center – Brunei and Muara | UNN – Kampong Tungku Data Center – Brunei and Muara | https://construction.globaldata.com/Projects/Overview/405016 | Construction Complete | Parent | 25 | 2021 Q3 | 2023 Q3 | 2025 Q2 | Asia-Pacific | Brunei | Brunei and Muara |  | Kampong Tungku |  | Commercial & Leisure | Data Center | Data Center |  |  | New | Onshore | Unified National Networks (UNN) has undertaken the construction of a enterprise data center in Kampong Tungku, Brunei-Muara District, Brunei. The project involved the construction of a 4,738m2 data center with a consumption capacity of 1.5MW on 5.1ha of land. It included the construction of data halls, a server room, meeting rooms, control rooms, and the installation of 200 racks, power and cooling systems, safety and security system. In March 2023, Vertiv was selected by UNN to design and construct the Kampong Tungku Data Center using a prefabricated modular approach. The facility is composed of a combination of fully completed and "flat pack" modular units, which simplified on-site assembly and reduced labor risks. It will host data and information technology services and is designed to be an eco-efficient infrastructure. Vertiv designed the facility to meet Uptime Institute’s Data Centre Standards, specifically achieving Tier IV for electrical systems and Tier III for mechanical systems. UNN collaborated with Berakas Power Company to install a second independent power feed at the site. It uses the Vertiv™ Liebert® APT integrated power system and Powerbar iMPB for efficient distribution and monitoring. UNN is working with the Berakas Power Company to install a second independent power feed at the site. Construction officially began with a ceremony on August 3, 2023 and completed in the second quarter of 2025. | 4.9525 | 114.8502 | The project involved the construction of a 4,738m2 data center with a consumption capacity of 1.5MW on 5.1ha of land in Kampong Tungku, Brunei-Muara District, Brunei. The US$25 million project included the following: 1. Construction of data halls 2. Construction of server rooms 3. Construction of meeting rooms 4. Construction of control rooms 5. Installation of 200 racks 5. Installation of power and cooling systems 6. Installation of safety and security systems. | Enterprise Data Center; Heating, ventilation and air conditioning (HVAC); Tier 3 Data Center; Tier 4 Data Center |  |  | Q2 2025 - Construction works completed. August 2023 - Construction activities are underway. March 08, 2023 - Vertiv has been awarded a Design-Build contract. Q3 2021 - UNN announced plan to build data center in Kampong Tungku. | Construction Completed | 5 | Not Funded / Unconfirmed | Private | Unified National Networks (UNN) | Vertiv (Singapore) Pte. Ltd. | Vertiv Holdings Co | Vertiv (Singapore) Pte. Ltd.
479986 | 479986 | 2026-04-30 05:10 | Lerner Entp/ Tower Cos – Brightseat Tech Park – Maryland | Lerner Entp/ Tower Cos – Brightseat Tech Park – Maryland | https://construction.globaldata.com/Projects/Overview/479986 | On Hold | Parent | 5000 | 2023 Q4 | Awaiting Confirmation |  | North America | United States | Maryland | Hyattsville | 2101 Brightseat Road | 20785 | Commercial & Leisure | Data Center | Data Center |  |  | Redevelopment | Onshore | Brightseat Associates LLC plans to redevelop a former shopping mall site into a hyperscale data center campus at 2101 Brightseat Road in Landover, Maryland, the US. The project involves the construction of a 380,900m2 data center across five buildings with a total consumption capacity of 820MW on 35ha of land. It includes the construction of server rooms, meeting rooms, an administrative space and parking facilities, and the installation of cooling system, safety and security systems. The project is designed to draw its primary power from the local utility grid. In Maryland, this typically involves high-voltage transmission lines connecting to dedicated on-site substations to handle the extreme load. In September 2025, project is currently on hold due to a temporary permit moratorium enacted by Prince George’s County officials. The local community also raised concerns about the potential strain on local power grids, water resources, and emergency services. | 38.919 | -76.8581 | The project involves the redevelopment of a former shopping mall site into a 380,900m2 hyperscale data center campus with a consumption capacity of 820MW on 35ha of land in Landover, Maryland, the US. The US$5,000 million project includes the following: 1. Construction of server rooms 2. Construction of meeting rooms 3. Construction of an administrative space 4. Construction of parking facilities 5. Installation of cooling system 6. Installation of safety and security system | Heating, ventilation and air conditioning (HVAC); Hyperscale Data Center |  |  | April 2026 - The project is still on hold. November 2025 - The project continues to be on hold. September 2025 - The project was put on hold as the residents opposed the project due to environmental and infrastructure concerns. March 2025 - Pre-design activities are underway. October 2024 - Brightseat Associates LLC secured final plat approvals from Prince George County Planning Commission. January 2024 - Brightseat Associates LLC submitted the early-stage application of preliminary plan to the planning commission. Q4 2023 - Brightseat Associates LLC and the Tower Companies announced plans to build Brightseat Tech Park data center campus in Landover. | No Major Development | 0 | Not Funded / Unconfirmed | Private | Lerner Enterprises;The Tower Companies
452533 | 452533 | 2026-04-30 05:00 | Herbata – Kildare Data Center Campus – Leinster | Herbata – Kildare Data Center Campus – Leinster | https://construction.globaldata.com/Projects/Overview/452533 | On Hold | Parent | 3514 | 2024 Q1 | Awaiting Confirmation |  | Europe | Ireland | Leinster | Naas | east by the M7 Business Park at Jigginstown, Halverstown, and Newhall in Naas. |  | Commercial & Leisure | Data Center | Data Center |  |  | New | Onshore | Herbata Ltd is planning the construction of a hyperscale data center campus on lands bound to the east by the M7 Business Park at Jigginstown, Halverstown, and Newhall in Naas, Leinster, Ireland. The project involves the construction of six data enter buildings with a combined consumption capacity of 180MW on 3ha of land. It includes the construction of a substation, battery energy storage systems, server rooms, meeting rooms, an administrative space and parking facilities, and the installation of elevators, and safety and security systems. Each two-story building will span 24,755m2 and have a power consumption capacity of 30 MW. The project will operate as a grid-independent facility by splitting its 180MW demand between an on-site gas-fired plant (designed to transition to 100% hydrogen by 2039) and 50% renewable energy sourced through Corporate Power Purchase Agreements (CPPAs) for off-site wind and solar, supplemented by 21,000m2 of on-site rooftop solar panels and battery storage systems. The power plant will also have a facility to process biomethane, a gas produced from farm waste. It utilizes an indirect evaporative cooling system to minimize water consumption and improve energy efficiency. It also features a rainwater harvesting system which will be used for additional cooling or other non-potable site needs. RKD Architects has been appointed as an architect, HDR Inc as design consultant, Brady Shipman Martin as the landscape architect, and Donnachadh OBrien And Associates Consulting Engineers Ltd as the civil and structural engineering consultant. In September 2025, the project has been placed on hold following a joint appeal to An Coimisiún Pleanála (Ireland's planning appeals authority) by environmental groups including An Taisce and Friends of the Irish Environment. | 53.2103 | -6.7047 | The project involves the construction of six data enter buildings with a combined consumption capacity of 180MW on 3ha of land in Naas, Leinster, Ireland. The US$3,514 million project includes the following: 1. Construction of a substation 2. Construction of battery energy storage systems 3. Construction of server rooms 4. Construction of meeting rooms 5. Construction of an administrative space 6. Construction of parking facilities 7. Installation of cooling systems 8. Installation of solar panels 9. Installation of elevators 10. Installation of safety and security systems | Energy storage; Heating, ventilation and air conditioning (HVAC); Hyperscale Data Center |  |  | April 2026 - The project is still continuing on hold. September 2025 - The project has been on hold following a joint appeal to Ireland's planning appeals authority by environmental groups. March 2025 - The project is awaiting approval from the An Bord Pleanala. October 2024 - Project is facing a delay for approvals as data center would produce levels of emissions that go against national policy. August 2024 - Herbata Ltd submitted a planning application for the substations to the An Bord Pleanala. Q1 2024 - Herbata Ltd announced plans to construct a new data center in Co Kildare. | No Major Development | 0 | Not Funded / Unconfirmed | Private | Herbata Limited |  | Brady Shipman Martin Planning and Landscape Specialists;HDR Inc;RKD Architects | Donnachadh OBrien And Associates Consulting Engineers Ltd
563353 | 563353 | 2026-04-30 04:13 | QTS Realty – QTS DFW2 DC7 Data Center – Texas | QTS Realty – QTS DFW2 DC7 Data Center – Texas | https://construction.globaldata.com/Projects/Overview/563353 | Planning | Parent | 290 | 2026 Q1 | 2026 Q3 | 2027 Q4 | North America | United States | Texas | Dallas | 1341 Sunrise Road Wilmer | 75146 | Commercial & Leisure | Data Center | Data Center |  | Medium | New | Onshore | QTS Realty Trust Inc. (QTS) is planning to build a two-story hyperscale data center at 1341 Sunrise Road in Dallas, Texas, the US. The project involves the construction of a two-story data center with a total floor area of 33,770m2. It includes the construction of administrative space, server rooms, parking facilities, and the installation of equipment, cooling systems, safety and security systems. Corgan Associates has been appointed as the architect. Construction works are scheduled to commence in September 2026 and are expected to be completed by December 2027. | 32.5921 | -96.7561 | The project involves the construction of a hyperscale data center with a total floor area of 33,770m2 in Dallas, Texas, the US. The US$290 million project includes the following: 1. Construction of administrative space 2. Construction of server rooms 3. Construction of parking facilities 4. Installation of equipment 5. Installation of cooling systems 6. Installation of safety and security systems | Heating, ventilation and air conditioning (HVAC); Hyperscale Data Center |  |  | April 2026 - Project is awaiting for approvals. April 2026 - QTS submitted a planning application to the Texas Department of Licensing and Regulation. March 2026 - QTS announced plans to build a data center in Dallas County, the US. | Project Awaiting Approvals | 0 | Not Funded / Unconfirmed | Private | QTS Realty Trust LLC |  | Corgan Associates Inc
564340 | 564340 | 2026-04-30 02:56 | Neoen – Yllikkala Data Center – South Karelia | Neoen – Yllikkala Data Center – South Karelia | https://construction.globaldata.com/Projects/Overview/564340 | Planning | Parent | 870 | 2026 Q1 | 2027 Q2 | 2030 Q4 | Europe | Finland | South Karelia | Lappeenranta | Yllikkala |  | Commercial & Leisure | Data Center | Data Center |  | Medium | New | Onshore | Neoen Renewables Finland Oy is planning to build a data center in Yllikkala, Lappeenranta, Finland. The project involves the construction of a data center with a consumption capacity of 80MW. It includes the construction of data halls, server rooms, a substation and the installation of generators and uninterruptible power supply (UPS) units, cooling systems and safety and security systems. It will be equipped with reliable uninterruptible power supply (UPS) units and generators for backup power systems. It also features an advanced cooling system, ensuring optimal performance and efficiency with maximum reliability. | 61.0587 | 28.1887 | The project involves the construction of a data center with a consumption capacity of 80MW of in Yllikkala, Lappeenranta, Finland. The US$870 million project includes the following: 1. Construction of data halls 2. Construction of server rooms 3. Construction of a substation 4. Installation of generators and uninterruptible power supply (UPS) units 5. Installation of the cooling system 6. Installation of safety and security systems | Heating, ventilation and air conditioning (HVAC) |  |  | April 2026 - The City of Lappeenranta initiated zoning process for the project. Q1 2026 - Neoen Renewables announced plans to build a data center in Yllikkala, Lappeenranta. | Project work on Schedule | 1 | Not Funded / Unconfirmed | Private | Neoen Renewables Finland Oy
509850 | 509850 | 2026-04-29 17:15 | Canberra – Eastern Creek Data Centre Campus – New South Wales | Canberra – Eastern Creek Data Centre Campus – New South Wales | https://construction.globaldata.com/Projects/Overview/509850 | Execution | Parent | 1007 | 2017 Q1 | 2017 Q4 | 2026 Q4 | Asia-Pacific | Australia | New South Wales |  | 16 Roberts Road, Eastern Creek. | NSW 2766 | Commercial & Leisure | Data Center | Data Center |  |  | New | Onshore | Canberra Data Centres Pty Ltd (CDC) is undertaking the construction of a hyperscale data center campus in Sydney, New South Wales, Australia. The project involves the construction of six data center buildings on a total site area of 14.5ha of land. The buildings are designed with varying power consumption capacities: EC1 at 7MW, EC2 at 20MW, EC3 at 42MW, EC4 at 54MW, and a combined capacity of 70MW for both EC5 and EC6. It includes the construction of data halls, racks, a substation, and roads, and the installation of transformers, generators, equipment, a cooling system, and safety and security systems. Hindmarsh Construction Australia Pty Ltd has been appointed as the main contractor, Green Civil Australia as the civil contractor, Esco Industries as the cable supplier, Summit Fencing as the fencing materials supplier, Apollo Fabrication Pty. Ltd. as the steel structures supplier, and Sainsbury Mechanical Services as the HVAC consultant, and Sense Construction will handle additional supply needs. The facility is designed to support high-density, air and liquid cooling workloads. The campus currently offers a total data center capacity of 123 MW, distributed among the completed data centers EC1, EC2, EC3, and EC4, which were finished in 2018, 2019, 2020, and 2022, respectively. To further enhance its capabilities, CDC is investing an additional US$671 million in the expansion of the campus with the construction of data centers EC5 and EC6. | -33.8162 | 150.837 | The project involves the construction of six data center buildings on a total site area of 14.5ha of land in Eastern Creek, a suburb of Sydney, in New South Wales, Australia. The US$1,007 million project includes the following: 1. Construction of data halls 2. Construction of racks 3. Construction of a substation 4. Construction of roads 5. Installation of transformers 6. Installation of generators 7. Installation of equipment 8. Installation of the cooling system 9. Installation of safety and security systems | Heating, ventilation and air conditioning (HVAC); Hyperscale Data Center |  |  | April 2026 - Construction works are underway on EC5 and EC6 buildings. September 2025 - Construction works are underway on EC5 & EC6 data center buildings. June 19, 2025 - Construction works are underway on EC5 and EC6 data center buildings. March 2023 - Construction works commenced on EC5 and EC6 data center buildings. June 2022 - Construction work completed on EC4 data center building. June 2020 - Construction work completed on EC3 data center building. July 2019 - Construction work commenced on EC3 data center building. June 2019 - Construction work completed on EC2 data center building. June 2018 - Construction work completed on EC1 data center building. March 2017 - CDC announced plans to build Eastern Creek Data Centre Campus in Sydney. | Project work on Schedule | 1 | Not Funded / Unconfirmed | Private | Canberra Data Centres Pty Ltd | Hindmarsh |  | Sainsbury Mechanical Services
551272 | 551272 | 2026-04-29 16:45 | Zoho – Khordha Data Center Complex – Odisha | Zoho – Khordha Data Center Complex – Odisha | https://construction.globaldata.com/Projects/Overview/551272 | Pre-Design | Parent | 35 | 2024 Q3 | 2027 Q3 | 2028 Q4 | Asia-Pacific | India | Odisha | Khurda |  |  | Commercial & Leisure | Data Center | Data Center |  | Low | New | Onshore | Zoho Corporation is planning to undertake the construction of a colocation data center in Khordha, Odisha, India. The project involves the construction of a data center. It includes the construction of data halls, server rooms, and an administrative space, and the installation of generators, cooling systems, and safety and security systems. The facility will host critical servers and storage systems, supporting Zoho’s suite of software services for domestic and international clients, and it will not only enhance digital reliability and cybersecurity but also create employment opportunities for local IT professionals and technical staff. | 20.1889 | 85.6214 | The project involves the construction of a data center in Khordha, Odisha, India. The US$35 million project includes the following: 1. Construction of data halls 2. Construction of server rooms 3. Construction of an administrative space 4. Installation of generators 5. Installation of cooling systems 6. Installation of safety and security systems | Colocation Data Center; Heating, ventilation and air conditioning (HVAC) |  |  | April 2026 - Pre-design activities are underway. October 2025 - Planning activities are underway. March 2025 - The project received investment approval from the Odisha government. Q3 2024 - Zoho Corporation announced plans for the construction of a data center in Odisha. | No Major Development | 0 | Not Funded / Unconfirmed | Private | Zoho Corporation Private Limited
405608 | 405608 | 2026-04-29 16:23 | MSFT – Mecklenburg County Data Center Campus – Virginia | MSFT – Mecklenburg County Data Center Campus – Virginia | https://construction.globaldata.com/Projects/Overview/405608 | Planning | Parent | 200 | 2022 Q2 | 2027 Q3 | 2028 Q4 | North America | United States | Virginia |  | West of Skipwith Road (SR 688) and north of Butler Farm Road (SR 831) in Mecklenburg County. |  | Commercial & Leisure | Data Center | Data Center |  | Low | New | Onshore | Microsoft Corp. (MSFT) is planning to undertake the construction of a hyperscale data center campus west of Skipwith Road (SR 688) and north of Butler Farm Road (SR 831) in Mecklenburg County, Virginia, the US. The project includes the construction of a data center campus with six buildings on 149ha of land. It also includes the construction of server rooms, storage units, and office spaces and the installation of equipment, machinery, and safety and security systems. Navix Engineering Inc. is appointed as the landscape architect. | 36.6314 | -78.5167 | The project includes the construction of a data center campus with six buildings on 149ha of land in Mecklenburg County, Virginia, the US. The US$200 million project includes the following: 1. Construction of server rooms 2. Construction of storage units 3. Construction of office spaces 4. Installation of equipment and machinery 5. Installation of safety and security systems | Heating, ventilation and air conditioning (HVAC); Hyperscale Data Center |  |  | April 2026 - Planning activities are underway. October 2025 - Planning activities are underway. March 04, 2024 - We have not been able to obtain further updates on this project. We have retained the same project stage and amended the key dates accordingly. We will update the profile as soon as we obtain any new information. April 11, 2023 - Microsoft filed a joint permit application for Federal and State permits to the US Army Corps Of Engineers (Norfolk District). Q2 2022 - Microsoft Corp. announced the plans to build a data center campus in Mecklenburg County, Virginia. | No Major Development | 0 | Not Funded / Unconfirmed | Private | Microsoft Corp |  | Navix Engineering Inc | Navix Engineering Inc
368229 | 368229 | 2026-04-29 16:18 | QTS Realty – Park Vista Data Center Campus Expansion – Texas | QTS Realty – Park Vista Data Center Campus Expansion – Texas | https://construction.globaldata.com/Projects/Overview/368229 | Planning | Parent | 130 | 2022 Q2 | 2027 Q1 | 2028 Q2 | North America | United States | Texas | Fort Worth | 14100 Park Vista Blvd | 76177 | Commercial & Leisure | Data Center | Data Center |  | Low | Expansion | Onshore | QTS Realty Trust, Inc (QTS) is planning to undertake the construction of a data center at 14100 Park Vista Blvd in Tarrant County, Texas, the US. The project involves the expansion of its existing data center to two stories in a 15,701m2 with a consumption capacity of 42MW on 21ha of land. It includes the construction of a server room, meeting rooms, an administrative building, a cafeteria, and parking facilities, and the installation of safety and security systems. Corgan Associates has been appointed as the designer. It is equipped with reliable uninterruptible power supply (UPS) units and generators for backup power systems. It also features an advanced cooling system, ensuring optimal performance and efficiency with maximum reliability. | 32.7254 | -97.3208 | The project involves the expansion of its existing data center to two stories in a 15,701m2 with a consumption capacity of 42MW on 21ha of land at 14100 Park Vista Blvd in Fort Worth, Tarrant County, Texas, the US. The US$130 million project includes the following: 1. Construction of a server room 2. Construction of meeting rooms 3. Construction of an administrative building 4. Construction of a cafeteria 5. Construction of parking facilities 6. Installation of safety and security systems | Heating, ventilation and air conditioning (HVAC) |  |  | April 29, 2026 - We have not been able to obtain further updates on this project. We have retained the same project stage and amended the key dates accordingly. We will update the profile as soon as we obtain any new information. October 2025 - Planning activities are underway. January 08, 2025 - We have not been able to obtain further updates on this project. We have retained the same project stage and amended the key dates accordingly. We will update the profile as soon as we obtain any new information. February 2024 - Planning activities are underway. March 24, 2023 - We have not been able to obtain further updates on this project. We have retained the same project stage and amended the key dates accordingly. We will update the profile as soon as we obtain any new information. March 2023 - QTS announced the plans to expand its data center footprint at 14100 Park Vista Blvd in Tarrant County. | Information Unavailable |  | Not Funded / Unconfirmed | Private | QTS Realty Trust LLC |  | Corgan Associates Inc
564681 | 553190 | 2026-04-29 15:29 | RELIANCE – Bhogapuram Data Center – Andhra Pradesh | RELIANCE – Visakhapatnam Data Center Cluster Program – Andhra Pradesh | https://construction.globaldata.com/Projects/Overview/564681 | Planning | Parent | 7642 | 2025 Q4 | 2028 Q2 | 2030 Q4 | Asia-Pacific | India | Andhra Pradesh | Visakhapatnam | near Bhogapuram |  | Commercial & Leisure | Data Center | Data Center |  | Medium | New | Onshore | Reliance Industries Ltd (RIL) is planning to construct a hyperscale data center near Visakhapatnam, Andhra Pradesh, India. The project involves the construction of a data center with a consumption capacity of 1,000MW on 257ha of land. It includes the construction of data halls, meeting rooms, office space, storage facilities and parking facilities, and the installation of power and cooling systems, safety and security systems. The project is part of a large-scale data center cluster with a planned capacity of 1.5GW. In November 2025, RIL signed an MoU with the Andhra Pradesh government to set up its own standalone artificial intelligence (AI) data center in Visakhapatnam. Construction works are scheduled to be completed by the fourth quarter of 2030. | 18.033 | 83.5025 | The project involves the construction of a data center with a consumption capacity of 1,000MW on 257ha of land near Bhogapuram in Visakhapatnam in Andhra Pradesh, India. The US$7,642 million project includes the following: 1. Construction of data halls 2. Construction of meeting rooms 3. Construction of office space 4. Construction of storage facilities 5. Construction of parking facilities 6. Installation of power and cooling systems 7. Installation of safety and security systems | Heating, ventilation and air conditioning (HVAC); Hyperscale Data Center |  |  | April 2026 - RIL received approval from the State Investment Promotion Committee. Q4 2025 - Reliance Industries announced plans to build a data center near Visakhapatnam, Andhra Pradesh. | Project work on Schedule | 1 | Not Funded / Unconfirmed | Private | Reliance Industries Ltd
564673 | 553190 | 2026-04-29 15:28 | RELIANCE – Polipalli Data Center – Andhra Pradesh | RELIANCE – Visakhapatnam Data Center Cluster Program – Andhra Pradesh | https://construction.globaldata.com/Projects/Overview/564673 | Planning | Parent | 3821 | 2025 Q4 | 2027 Q2 | 2028 Q4 | Asia-Pacific | India | Andhra Pradesh | Visakhapatnam | Polipalli village |  | Commercial & Leisure | Data Center | Data Center |  | Medium | New | Onshore | Reliance Industries Ltd (RIL) is planning to construct a hyperscale data center near Visakhapatnam, Andhra Pradesh, India. The project involves the construction of a data center with a consumption capacity of 500MW on 121ha of land. It includes the construction of data halls, meeting rooms, office space, storage facilities and parking facilities, and the installation of power and cooling systems, safety and security systems. The project is part of a large-scale data center cluster with a planned capacity of 1.5GW. In November 2025, RIL signed an MoU with the Andhra Pradesh government to set up its own standalone artificial intelligence (AI) data center in Visakhapatnam. Construction works are scheduled to be completed by October 2028. | 17.9684 | 83.4419 | The project involves the construction of a data center with a consumption capacity of 500MW on 121ha of land at Polipalli village near Visakhapatnam in Andhra Pradesh, India. The US$3,821 million project includes the following: 1. Construction of data halls 2. Construction of meeting rooms 3. Construction of office space 4. Construction of storage facilities 5. Construction of parking facilities 6. Installation of power and cooling systems 7. Installation of safety and security systems | Hyperscale Data Center |  |  | April 2026 - RIL received approval from the State Investment Promotion Committee. Q4 2025 - Reliance Industries announced plans to build a data center near Visakhapatnam, Andhra Pradesh. | Project work on Schedule | 1 | Not Funded / Unconfirmed | Private | Reliance Industries Ltd
553190 | 553190 | 2026-04-29 15:27 | RELIANCE – Visakhapatnam Data Center Cluster Program – Andhra Pradesh | RELIANCE – Visakhapatnam Data Center Cluster Program – Andhra Pradesh | https://construction.globaldata.com/Projects/Overview/553190 | Planning | Program | 16923 | 2025 Q4 | 2027 Q2 | 2030 Q4 | Asia-Pacific | India | Andhra Pradesh |  |  |  | Commercial & Leisure | Data Center | Data Center | Solar PV; Energy Storage | Low | New | Onshore | Reliance Industries Ltd (RIL) is planning to develop a hyperscale data center cluster near Visakhapatnam, Andhra Pradesh, India. The program involves the construction of a large-scale data center cluster along with supporting energy infrastructure. The program will be developed in phases with a planned capacity of 1.5GW. The first phase includes the construction of a 500MW data center at Polipalli village on 121ha of land. The second phase includes the construction of a 1,500MW data center on 257ha of land near Bhogapuram. The development will also include a captive solar and battery storage system. The solar project will generate a maximum 6,600MW of alternating current. In November 2025, RIL signed an MoU with the Andhra Pradesh government to set up its own standalone artificial intelligence (AI) data center in Visakhapatnam. In April 2026, RIL has received approval from the State Investment Promotion Committee. The first phase is expected to be operational by October 2028, and the second phase is expected to be operational by 2030. | 15.831 | 75.4639 | The program involves the construction of a data center cluster with a consumption capacity of 1,500MW near Visakhapatnam in Andhra Pradesh, India. The US$16,923 million program includes the following: 1. Construction of a 500MW data center 2. Construction of a 1,000MW data center 3. Construction of a 6,600MW captive solar plant | Hyperscale Data Center | [5 empty] | Not Funded / Unconfirmed | Private | Reliance Industries Ltd
564591 | 564591 | 2026-04-29 15:20 | Sany Grp – Sany Timis Data Center – Timis | Sany Grp – Sany Timis Data Center – Timis | https://construction.globaldata.com/Projects/Overview/564591 | Planning | Parent | 402 | 2025 Q4 | 2027 Q3 | 2029 Q4 | Europe | Romania | Timis | Timisoara |  | 307445 | Commercial & Leisure | Data Center | Data Center |  | Low | New | Onshore | Sany International, a subsidiary of Sany Group is planning to construct a data center in Timisoara, Romania. The project involves the construction of a data center with an IT load of 70MW. It includes the construction of data halls, meeting rooms, office space, storage facilities and parking facilities, and the installation of power and cooling systems, safety and security systems. | 45.7537 | 21.2257 | The project involves the construction of a data center with an IT load of 70MW in Timis County, Timisoara, Romania. The US$401 million project includes the following: 1. Construction of data halls 2. Construction of meeting rooms 3. Construction of office space 4. Construction of storage facilities 5. Construction of parking facilities 6. Installation of power and cooling systems 7. Installation of safety and security systems | Heating, ventilation and air conditioning (HVAC) |  |  | April 2026 - Planning activities are underway. Q4 2025 - Sany Group announced plans to build a data center in Timisoara, in western Romania. | No Major Development | 0 | Not Funded / Unconfirmed | Private | Sany Group Co Ltd
349696 | 326475 | 2026-04-29 14:33 | Macquarie Telecom – Macquarie Park Intellicentre 3 Super West Data Center – New South Wales | Macquarie Telecom – Macquarie Park Intellicentre Data Center Program – Australia | https://construction.globaldata.com/Projects/Overview/349696 | Execution | Sub | 350 | 2018 Q3 | 2024 Q2 | 2026 Q3 | Asia-Pacific | Australia | New South Wales | Sydney | 17–23 Talavera Road, Macquarie Park | 2113 | Commercial & Leisure | Data Center | Data Center |  |  | New | Onshore | Macquarie Telecom Group (MAQ) is undertaking the construction of a Tier III hyperscale Intellicentre 3 (IC3) Super West Data Center in Sydney, New South Wales, Australia. The project involves the construction of a seven-storey 11,700m2 data center with a capacity of 47MW. It includes the construction of 15 data halls, meeting rooms, office space, storage facilities and parking facilities, and the installation of elevator, safety and security systems. The facility will be developed in phases. The first phase to deliver 6MW of IT load. Due to demand from the AI megatrend, MAQ is increasing the IT load of IC3 Super West from 38MW to 47MW. This increase will take the campus from 56MW to 63MW. Access to 63MW of power is available upon opening of IC3 Super West. The data hall spaces to support AI and cloud workloads. The facility draws power from the utility grid. It utilizes an N+1 power configuration, featuring redundant diesel generators and an N+1 static UPS system. Cooling is supported by a range of hybrid air and liquid cooling technologies, including 100kW+ racks with direct-to-chip cooling, N+1 precision cooling systems with high-efficiency chillers and dual chilled water pipework for enhanced redundancy. The data center targets to achieve the power usage effectiveness (PUE) of 1.28. FDC Construction & Fitout Pty Ltd has been appointed as a main contractor, HDR Inc as an architect, Willowtree Planning Pty Ltd as an environmental consultant, GIDDIS Project Management as project management consultant, and BG&E Pty Ltd as a structural engineer, Flow Balance as the hvac subcontrator. In October 2024, MAQ secured US$300 debt refinancing to support and fund the continued expansion of MAQ's data center business, including the construction of its IC3 Super West Phase 1 data center. Under the new syndicated facility agreement, MAQ has access to a five-year secured revolving loan facility. RBC Capital Markets acted as financial advisor and DLA Piper as legal adviser to MAQ in relation to the refinancing. In February 2026, MAQ has completed a US$35.3 million incremental debt facility, increasing its secured revolving loan facility to US$335.3 million, to expand the data center development from its initial 6MW of capacity to 19MW. The funds will facilitate the acquisition of long lead-time equipment, supporting a planned capacity of 19MW out of 47MW. Construction works commenced in June 2024 and the first phase is scheduled to be completed by September 2026. | -33.7792 | 151.1199 | The project involves the construction of a seven-storey 11,700m2 data center with a capacity of 47MW IT load at 17–23 Talavera Road, Macquarie Par in New South Wales, Australia. The US$350 million project includes the following: 1. Construction of 15 data halls 2. Construction of meeting rooms 3. Construction of office space 4. Construction of storage facilities 5. Construction of parking facilities 6. Installation of elevator 7. Installation of safety and security systems | Elevator; Heating, ventilation and air conditioning (HVAC); Hyperscale Data Center; Tier 3 Data Center |  |  | April 2026 - Construction activities are underway. April 2026 - Mechanical and electrical fit out is well underway. February 2026 - MAQ secured additional US$35.3 million revolving loan facility. December 2025 - Topping out ceremony held on the project site. May 2025 - Construction works are underway. November 2024 - Construction works are underway. October 2024 - MAQ secured US$300 million revolving loan facility. June 2024 - Construction activities are underway. June 2024 - Construction has been commenced. August 2023 - Project scope has been changed to 45MW. April 2023 - MAQ is awaiting development approval and simultaneously, site preparatory works are underway. October 2022 - The project awaits planning approvals. February 2022 - Planning activities are underway. July 15, 2021 - MAQ lodged the SSDA plans for the project development. Q3 2018 - MAQ announced plans to build an IC3 data center in Macquarie Park. | Project work on Schedule | 1 | Not Funded / Unconfirmed | Private | Macquarie Technology Group Ltd | FDC Construction & Fitout Pty Ltd | HDR Inc | BG&E Pty Ltd;GIDDIS Project Management;Willowtree Planning Pty Ltd
268098 | 326475 | 2026-04-29 14:32 | Macquarie Telecom – Macquarie Park Intellicentre 3 Data Center – New South Wales | Macquarie Telecom – Macquarie Park Intellicentre Data Center Program – Australia | https://construction.globaldata.com/Projects/Overview/268098 | Execution | Parent | 420 | 2018 Q3 | 2019 Q4 | 2026 Q3 | Asia-Pacific | Australia | New South Wales | Sydney | Macquarie Park | 2113 | Commercial & Leisure | Data Center | Data Center |  |  | New | Onshore | Macquarie Telecom Group (MTG) is undertaking the construction of an Intellicentre 3 (IC3) Data Center in New South Wales, Australia. The project involves the construction of Macquarie Park Intellicentre with a capacity of 63MW, named as an IC3 data center. It will be implemented in two phases. The IC3 East Data Center includes the construction of a four-storey 13,400m2 data center with a capacity of 16MW. The IC3 Super West Data Center includes the construction of a seven-storey 11,700m2 data center with a capacity of 47MW. The project includes the construction of data halls with racks, meeting rooms, office space, storage facilities and parking facilities, and the installation of power and cooling systems, safety and security systems. The capital expenditure (CAPEX) will be partially offset by a fee from Keppel DC REIT to the value of US$19-26.6 million for the development of the IC3 East core and building shell. FDC Construction has been appointed as the construction contractor, HDR as an architect, GIDDIS Project Management as project management consultant, Force Fire as fire protection consultant, Willowtree Planning Pty Ltd as an environmental consultant, BG&E Pty Ltd as a structural engineer, MBC Group as a consultant and Flow Balance as the HVAC subcontractor. Construction works commenced on IC3 East Data Center in December 2019, and were completed in December 2020. Construction works commenced on the first phase of IC3 Super West Data Center in June 2024. In October 2024, MAQ secured US$300 debt refinancing to support and fund the continued expansion of MAQ's data center business, including the construction of its IC3 Super West Phase 1 data center. Under the new syndicated facility agreement, MAQ has access to a five-year secured revolving loan facility. RBC Capital Markets acted as financial advisor and DLA Piper as legal adviser to MAQ in relation to the refinancing. In February 2026, MAQ has completed a US$35.3 million incremental debt facility, increasing its secured revolving loan facility to US$335.3 million, to expand the IC3 Super West data center from its initial 6MW of capacity to 19MW. The funds will facilitate the acquisition of long lead-time equipment, supporting a planned capacity of 19MW out of 47MW. Construction works on the first phase of IC3 Super West are scheduled to be completed by September 2026. | -33.7792 | 151.1198 | The project involves the expansion of the existing Macquarie Park Intellicentre with a capacity of 63MW in New South Wales, Australia. The US$420 million project includes the following: 1. Construction of data halls with racks 2. Construction of meeting rooms 3. Construction of office space 4. Construction of storage facilities 5. Construction of parking facilities 6. Installation of power and cooling systems 7. Installation of safety and security systems | Heating, ventilation and air conditioning (HVAC); Hyperscale Data Center; Tier 3 Data Center | A major expansion of the data center is being undertaken within the Intellicentre 2 (IC2) Data Center, Macquarie Park, Sydney. Macquarie Park Campus (IC2 and IC3): IC2 with a capacity of 2MW was completed earlier and IC3 will be the continuation of IC2. Upon completion, a new 20-year triple-net master lease with MTG incorporating both IC2 DC and IC3 East DC shell and core buildings will commence. The lease includes built-in annual rental escalations with renewal options. The new data center will be a Tier III+ facility with an Australian leading power usage effectiveness score of 1.28. It will be certified by Uptime Institute, built to meet the Australian Government's physical security standards, ISO 27001:2013, and support the delivery of credit card payment environments. Upon IC3 West completion, the new facility will be the largest data center in the Macquarie Park Data Centre Campus and is designed to seamlessly interconnect with IC3 East. The project will create more than 1,200 jobs in construction, engineering, cybersecurity, and other fields. |  | April 2026 - Mechanical and electrical fit out is well underway on IC3 Super West Phase 1 data center. February 2026 - MAQ secured additional US$35.3 million revolving loan facility for IC3 Super West. December 2025 - Topping out ceremony held on IC3 Super West Phase 1 data center. May 2025 - Construction works are underway on IC3 West data center. November 2024 - Construction work on IC3 West data center are underway. October 2024 - Macquarie Data Centres has secured US$300.6 million revolving loan facility. August 2024 - Construction work on IC3 West data center are underway. June 2024 - A groundbreaking ceremony was held for the second phase, marking as the construction commencement. July 2023 - Planning activities are underway for the IC3 West data center. March 2022 - Project is awaiting approvals for the IC3 West data center. July 2021 - MAQ submitted State Significant Development Application for IC3 West. December 2020 - Construction work on the IC3 East Data Center completed. August 2020 - Construction activities are underway. May 2020 - Construction activities are underway. January 2020 - Construction works are underway. December 2019 - A groundbreaking ceremony was held marking the commencement of construction works. July 2019 - Planning activities are underway. December 2018 - Planning activities are underway. August 2018 - Planning activities are underway. Q3 2018 - MTG announced plans to build an IC3 data center in Macquarie Park. | Project work on Schedule | 1 | Not Funded / Unconfirmed | Private | Macquarie Technology Group Ltd | FDC Construction & Fitout Pty Ltd | HDR Inc | BG&E Pty Ltd;Force Fire Services Pty Ltd.;GIDDIS Project Management;MBC Group.;Willowtree Planning Pty Ltd
326475 | 326475 | 2026-04-29 14:32 | Macquarie Telecom – Macquarie Park Intellicentre Data Center Program – Australia | Macquarie Telecom – Macquarie Park Intellicentre Data Center Program – Australia | https://construction.globaldata.com/Projects/Overview/326475 | Execution | Program | 840 | 2016 Q3 | 2019 Q2 | 2026 Q3 | Asia-Pacific | Australia |  |  |  |  | Commercial & Leisure | Data Center | Data Center |  |  | New | Onshore | Macquarie Telecom Group (MAQ) is undertaking the construction of the Data Centers Development Program in Australia. The program involves the construction of five data centers across three locations with a floor area of 13,399 m2 and a combined capacity of 58MW. Sydney CBD Campus: Intellicentre 1 (IC1) data center with a capacity of 4MW. Macquarie Park Campus (IC2 and IC3): IC2 with a capacity of 2MW and IC3 with a total capacity of 63MW. IC3 is being implemented in two phases. The US$55 million IC3 East Data Center (first phase) includes the expansion of a data center from 2MW to 18MW, and the US$58 million IC3 West Data Center (second phase) includes the expansion of a data center from 18MW to 47MW. It will create 1,200 construction jobs. Canberra Campus: IC4 and IC5 with a combined capacity of 4MW. It includes the construction of an administrative space, a server room, office space, meeting rooms, a cafeteria, and parking facilities, and the installation of safety and security systems. Construction works on the IC1, IC2, and IC4 data centers were completed and are operational. FDC Construction has been appointed as the contractor, and Flow Balance as the HVAC subcontractor. In December 2019, a groundbreaking ceremony was held marking the commencement of IC3 East construction works, which were completed in December 2020. In the second quarter of 2021, construction works on the IC5 data center were completed. In July 2021, MAQ submitted a State Significant Development Application for IC3 West. In October 2024, MAQ secured US$300 debt refinancing to support and fund the continued expansion of MAQ's data center business, including the construction of its IC3 Super West Phase 1. Under the new syndicated facility agreement, MAQ has access to a five-year secured revolving loan facility. RBC Capital Markets acted as financial advisor and DLA Piper as legal adviser to MAQ in relation to the refinancing. In February 2026, MAQ has completed a US$35.3 million incremental debt facility, increasing its secured revolving loan facility to US$335.3 million, to expand the IC3 Super West data center from its initial 6MW of capacity to 19MW. The funds will facilitate the acquisition of long lead-time equipment, supporting a planned capacity of 19MW out of 47MW. Construction works are underway on the first phase of IC3 Super West and are scheduled to be completed in September 2026. | -25.2744 | 133.7751 | The program involves the construction of five data centers with a floor area of 13,399m2 combined capacity of 58MW in Australia. The US$840 million project includes the following: 1. Construction of meeting rooms 2. Construction of an administrative space 3. Construction of a cafeteria 4. Construction of a server room 5. Construction of office space 6. Construction of parking facilities 7. Installation of safety and security systems | Central Business District; Heating, ventilation and air conditioning (HVAC); Hyperscale Data Center; Tier 3 Data Center |  |  | April 2026 - Construction activities are underway. | Project work on Schedule | 1 | Not Funded / Unconfirmed | Private | Macquarie Technology Group Ltd | FDC Construction & Fitout Pty Ltd
537390 | 537343 | 2026-04-29 14:29 | Firmus Tech – Southgate Tasmania AI Data Center: Phase II – Tasmania | Firmus Tech – Southgate Tasmania AI Data Center – Tasmania | https://construction.globaldata.com/Projects/Overview/537390 | Planning | Sub | 7180 | 2024 Q4 | 2027 Q1 | 2030 Q4 | Asia-Pacific | Australia | Tasmania | Launceston | St Leonards | 7250 | Commercial & Leisure | Data Center | Data Center |  | Low | New | Onshore | Firmus Technologies is planning to undertake the construction of a modular liquid-cooled AI factory data center in St Leonards, Launceston, Tasmania, Australia. The project involves the construction of a green AI data center campus with a consumption capacity of 300MW. It includes the construction of data halls, meet-me rooms, an office building, a substation, a parking facility and the installation of safety and security systems. The facility has been committed to operating on 100% renewable energy from TasNetworks. It will utilise a 100% immersion and direct-to-chip liquid cooling and be equipped with reliable uninterruptible power supply (UPS) units and generators for backup power systems. Phase IA will be equipped with 36,000 Nvidia GPUs. The facility is based on the Nvidia DSX reference architecture and is designed to support high-performance AI workloads for hyperscale and AI-native customers. The project is part of Firmus' Project Southgate initiative to develop data centers in Tasmania, Sydney, Canberra, Melbourne, and Perth, which can be expanded upto 1,600MW of consumption capacity by 2028. Pitt&Sherry has been appointed as the engineering consultant, Benmax as the hvac subcontractor, and HDR Inc as the architect and engineering design consultant. CDC Data Centres will be the associate developer to provide the physical infrastructure to host Project Southgate. | -41.4388 | 147.1347 | The project involves the construction of a data center campus with a consumption capacity of 300MW in St Leonards, Launceston, Tasmania, Australia. The US$7,180 million project includes the following: 1. Construction of data halls 2. Construction of meet-me rooms 3. Construction of server rooms 4. Construction of a substation 5. Construction of a parking facility 6. Installation of generators and uninterruptible power supply (UPS) units 7. Installation of the cooling system 8. Installation of safety and security systems | Green data center; Heating, ventilation and air conditioning (HVAC); Hyperscale Data Center |  |  | April 2026 - Planning activities are underway. February 2026 - Planning activities are underway. September 2025 - Planning activities are underway. Q4 2024 - Firmus Technologies announced plans to build a data center campus in Launceston, Tasmania. | No Major Development | 0 | Not Funded / Unconfirmed | Private | Firmus Technologies Pty Ltd |  |  | NVIDIA Corp;Pitt & Sherry (Operations) Pty Ltd
537394 | 537343 | 2026-04-29 14:27 | Firmus Tech – Southgate Tasmania AI Data Center: Phase IB – Tasmania | Firmus Tech – Southgate Tasmania AI Data Center – Tasmania | https://construction.globaldata.com/Projects/Overview/537394 | Execution | Sub-Sub | 1430 | 2024 Q4 | 2025 Q4 | 2026 Q4 | Asia-Pacific | Australia | Tasmania | Launceston | St Leonards | 7250 | Commercial & Leisure | Data Center | Data Center |  |  | New | Onshore | Firmus Technologies is undertaking the construction of a large-scale AI factory in St Leonards, Launceston, Tasmania, Australia. The project involves the construction of a green AI data center campus with a consumption capacity of 46MW. It includes the construction of data halls, meet-me rooms, an office building, a substation, a parking facility and the installation of safety and security systems. The facility has been committed to operating on 100% renewable energy from TasNetworks. It will utilise a 100% immersion and direct-to-chip liquid cooling and be equipped with reliable uninterruptible power supply (UPS) units and generators for backup power systems. The facility is based on the Nvidia DSX reference architecture and is designed to support high-performance AI workloads for hyperscale and AI-native customers. Pitt&Sherry has been appointed as the engineering consultant, and HDR Inc as the architect and engineering design consultant. CDC Data Centres will be the associate developer to provide the physical infrastructure to host Project Southgate. In December 2025, JLE Group, a subsidiary of MAAS Group Holdings Pty Ltd, was awarded a contract as an electrical subcontractor valued at US$133.5 million. The scope of the work includes design, supply, installation, and commissioning of high-voltage electrical systems. Benmax Group Pty Ltd was appointed as the mechanical and HVAC subcontractor. The construction works are expected to be completed in 2026. | -41.4388 | 147.1347 | The project involves the construction of a data center campus with a consumption capacity of 46MW on 5ha of land in St Leonards, Launceston, Tasmania, Australia. The US$1,430 million project includes the following: 1. Construction of data halls 2. Construction of meet-me rooms 3. Construction of server rooms 4. Construction of a substation 5. Construction of a parking facility 6. Installation of generators and uninterruptible power supply (UPS) units 7. Installation of the cooling system 8. Installation of safety and security systems | Green data center; Heating, ventilation and air conditioning (HVAC); Hyperscale Data Center |  |  | April 2026 - Construction activities are underway. February 2026 - Construction works are underway. Q4 2025 - Construction works commenced. September 2025 - The project has received approvals from Launceston City Council. Q4 2024 - Firmus Technologies announced plans to build a data center campus in Launceston, Tasmania. | Project work on Schedule | 1 | Not Funded / Unconfirmed | Private | Firmus Technologies Pty Ltd |  | HDR Inc | NVIDIA Corp;Pitt & Sherry (Operations) Pty Ltd
537392 | 537343 | 2026-04-29 14:27 | Firmus Tech – Southgate Tasmania AI Data Center: Phase IA – Tasmania | Firmus Tech – Southgate Tasmania AI Data Center – Tasmania | https://construction.globaldata.com/Projects/Overview/537392 | Execution | Sub-Sub | 1371 | 2024 Q4 | 2025 Q4 | 2026 Q4 | Asia-Pacific | Australia | Tasmania | Launceston | St Leonards | 7250 | Commercial & Leisure | Data Center | Data Center |  |  | New | Onshore | Firmus Technologies is undertaking the construction of a large-scale AI factory in St Leonards, Launceston, Tasmania, Australia. The project involves the construction of a green AI data center campus with a consumption capacity of 44MW. It includes the construction of data halls, meet-me rooms, an office building, a substation, a parking facility and the installation of safety and security systems. The facility has been committed to operating on 100% renewable energy from TasNetworks. It will utilise a 100% immersion and direct-to-chip liquid cooling and be equipped with reliable uninterruptible power supply (UPS) units and generators for backup power systems. The facility is based on the Nvidia DSX reference architecture and is designed to support high-performance AI workloads for hyperscale and AI-native customers. Pitt&Sherry has been appointed as the engineering consultant, and HDR Inc as the architect and engineering design consultant. CDC Data Centres will be the associate developer to provide the physical infrastructure to host Project Southgate. In December 2025, JLE Group, a subsidiary of MAAS Group Holdings Pty Ltd, was awarded a contract as an electrical subcontractor valued at US$133.5 million. The scope of the work includes design, supply, installation, and commissioning of high-voltage electrical systems. Benmax Group Pty Ltd was appointed as the mechanical and hvac subcontractor. The construction works are expected to be completed in 2026. | -41.4388 | 147.1347 | The project involves the construction of a data center campus with a consumption capacity of 44MW in St Leonards, Launceston, Tasmania, Australia. The US$1,371 million project includes the following: 1. Construction of data halls 2. Construction of meet-me rooms 3. Construction of server rooms 4. Construction of a substation 5. Construction of a parking facility 6. Installation of generators and uninterruptible power supply (UPS) units 7. Installation of the cooling system 8. Installation of safety and security systems | Green data center; Heating, ventilation and air conditioning (HVAC); Hyperscale Data Center |  |  | April 2026 - Construction activities are underway. February 2026 - Construction works are underway. December 2025 - JLE Group, a subsidiary of MAAS Group Holdings Pty Ltd, has been awarded as an electrical subcontractor with a contract value of US$133.5 million. October 2025 - Construction works commenced. September 2025 - The project has received approvals from Launceston City Council. Q4 2024 - Firmus Technologies announced plans to build a data center campus in Launceston, Tasmania. | Project work on Schedule | 1 | Not Funded / Unconfirmed | Private | Firmus Technologies Pty Ltd |  | HDR Inc | NVIDIA Corp;Pitt & Sherry (Operations) Pty Ltd
537389 | 537343 | 2026-04-29 14:27 | Firmus Tech – Southgate Tasmania AI Data Center: Phase I – Tasmania | Firmus Tech – Southgate Tasmania AI Data Center – Tasmania | https://construction.globaldata.com/Projects/Overview/537389 | Execution | Sub | 2805 | 2024 Q4 | 2025 Q4 | 2026 Q4 | Asia-Pacific | Australia | Tasmania | Launceston | St Leonards | 7250 | Commercial & Leisure | Data Center | Data Center |  |  | New | Onshore | Firmus Technologies is undertaking the construction of a large-scale AI factory in St Leonards, Launceston, Tasmania, Australia. The project involves the construction of a green AI data center campus with a consumption capacity of 90MW. It includes the construction of data halls, meet-me rooms, an office building, a substation, a parking facility and the installation of safety and security systems. It will be developed in two sub-phases, a 44MW data center to be delivered under Phase IA with an investment of US$1,370 million, while Phase IB includes 46MW. The facility has been committed to operating on 100% renewable energy from TasNetworks. It will utilise a 100% immersion and direct-to-chip liquid cooling and be equipped with reliable uninterruptible power supply (UPS) units and generators for backup power systems. Phase IA will be equipped with 36,000 Nvidia GPUs. The facility is based on the Nvidia DSX reference architecture and is designed to support high-performance AI workloads for hyperscale and AI-native customers. Pitt&Sherry has been appointed as the engineering consultant, and HDR Inc as the architect and engineering design consultant. CDC Data Centres will be the associate developer to provide the physical infrastructure to host Project Southgate. In December 2025, JLE Group, a subsidiary of MAAS Group Holdings Pty Ltd, was awarded a contract as an electrical subcontractor valued at US$133.5 million. The scope of the work includes design, supply, installation, and commissioning of high-voltage electrical systems. Benmax Group Pty Ltd was appointed as the mechanical and hvac subcontractor. The construction works are expected to be completed in 2026. | -41.4388 | 147.1347 | The project involves the construction of a data center campus with a consumption capacity of 90MW in St Leonards, Launceston, Tasmania, Australia. The US$2,805 million project includes the following: 1. Construction of data halls 2. Construction of meet-me rooms 3. Construction of server rooms 4. Construction of a substation 5. Construction of a parking facility 6. Installation of generators and uninterruptible power supply (UPS) units 7. Installation of the cooling system 8. Installation of safety and security systems | Green data center; Heating, ventilation and air conditioning (HVAC); Hyperscale Data Center |  |  | April 2026 - Construction activities are underway. February 2026 - Construction works are underway. December 2025 - JLE Group, a subsidiary of MAAS Group Holdings Pty Ltd, has been awarded as an electrical subcontractor with a contract value of US$133.5 million. October 2025 - Construction works commenced. September 2025 - The project has received approvals from Launceston City Council. Q4 2024 - Firmus Technologies announced plans to build a data center campus in Launceston, Tasmania. | Project work on Schedule | 1 | Not Funded / Unconfirmed | Private | Firmus Technologies Pty Ltd |  | HDR Inc | NVIDIA Corp;Pitt & Sherry (Operations) Pty Ltd
537343 | 537343 | 2026-04-29 14:26 | Firmus Tech – Southgate Tasmania AI Data Center – Tasmania | Firmus Tech – Southgate Tasmania AI Data Center – Tasmania | https://construction.globaldata.com/Projects/Overview/537343 | Execution | Parent | 10000 | 2024 Q4 | 2025 Q4 | 2030 Q4 | Asia-Pacific | Australia | Tasmania | Launceston | St Leonards | 7250 | Commercial & Leisure | Data Center | Data Center |  |  | New | Onshore | Firmus Technologies is undertaking the construction of a large-scale AI factory in St Leonards, Launceston, Tasmania, Australia. The project involves the construction of a green AI data center campus with a consumption capacity of 390MW on 5ha of land. It includes the construction of data halls, meet-me rooms, an office building, a substation, a parking facility and the installation of safety and security systems. The project will be developed in two phases. Phase I includes the construction of a 90MW data center complex with 44MW delivered under Phase IA with an investment of US$1,370 million, while Phase IB includes 46MW. A further 300MW Phase II is planned to follow, subject to the final approvals. The facility has been committed to operating on 100% renewable energy from TasNetworks. It will utilise a 100% immersion and direct-to-chip liquid cooling and be equipped with reliable uninterruptible power supply (UPS) units and generators for backup power systems. Phase IA will be equipped with 36,000 Nvidia GPUs. The facility is based on the Nvidia DSX reference architecture and is designed to support high-performance AI workloads for hyperscale and AI-native customers. The project is part of Firmus' Project Southgate initiative to develop data centers in Tasmania, Sydney, Canberra, Melbourne, and Perth, which can be expanded up to 1,600MW of consumption capacity by 2028. Pitt&Sherry has been appointed as the engineering consultant, and HDR Inc as the architect and engineering design consultant. CDC Data Centres will be the associate developer to provide the physical infrastructure to host Project Southgate. In July 2025, Firmus signed a Memorandum of Understanding (MoU) with the Maritime and Port Authority of Singapore (MPA) for AI infrastructure cooled by seawater. The MoU will see Firmus and the MPA evaluating the feasibility of deploying scalable AI infrastructure within waterfront facilities under the MPA's jurisdiction. In September 2025, Firmus Technologies successfully closed an equity placement amounting to US$220 million, led by Ellerston Capital, with strategic participation from NVIDIA and in November 2025, a further equity raise of US$327 million was announced, placing Firmus’ post-money valuation at approximately US$3,931 million, to support the national expansion of Project Southgate (including development in Tasmania, Melbourne, Canberra, Sydney, and Perth). In December 2025, JLE Group, a subsidiary of MAAS Group Holdings Pty Ltd, was awarded as an electrical subcontractor with a contract value of US$133.5 million. The scope of the work includes design, supply, installation, and commissioning of high-voltage electrical systems. Benmax Group Pty Ltd was appointed as the mechanical and Hvac subcontractor. Through Benmax and JLE, Firmus has established sovereign Australian manufacturing capacity for the core components required to build AI facilities, including cooling, power and integrated system modules. In February 2026, Firmus secured US$10,000 million from Blackstone Credit & Insurance, supported by Coatue. The funding will be used by Firmus to facilitate large-scale scaling of energy-efficient AI infrastructure developments across Australia. The construction works on the first phase are expected to be completed in 2026. | -41.4388 | 147.1347 | The project involves the construction of a data center campus with a consumption capacity of 390MW on 5ha of land in St Leonards, Launceston, Tasmania, Australia. The US$10,000 million project includes the following: 1. Construction of data halls 2. Construction of meet-me rooms 3. Construction of an office building 4. Construction of a substation 5. Construction of a parking facility 6. Installation of generators and uninterruptible power supply (UPS) units 7. Installation of the cooling system 8. Installation of safety and security systems | Emergency power/Backup power; Green data center; Heating, ventilation and air conditioning (HVAC); Hyperscale Data Center |  |  | April 2026 - Construction activities are underway on first phase. February 2026 - Construction works are underway on the first phase. December 2025 - JLE Group, a subsidiary of MAAS Group Holdings Pty Ltd, has been awarded as an electrical subcontractor with a contract value of US$133.5 million. Q4 2025 - Construction works commenced on the first phase. September 2025 - The project has received approvals from Launceston City Council for the Phase I. July 2025 - Firmus Technologies has signed a Memorandum of Understanding (MoU) with the Maritime and Port Authority of Singapore (MPA). Q4 2024 - Firmus Technologies announced plans to build a data center campus in Launceston, Tasmania. | Project work on Schedule | 1 | Partially Funded | Private | Firmus Technologies Pty Ltd |  | HDR Inc | NVIDIA Corp;Pitt & Sherry (Operations) Pty Ltd
407764 | 407764 | 2026-04-29 14:19 | NEXTDC Ltd – Brisbane B2 Data Center Expansion – Queensland | NEXTDC Ltd – Brisbane B2 Data Center Expansion – Queensland | https://construction.globaldata.com/Projects/Overview/407764 | Execution | Parent | 60 | 2022 Q3 | 2025 Q4 | 2027 Q4 | Asia-Pacific | Australia | Queensland | Brisbane | 454 St Pauls Terrace, 57 and 61 Misterton Street, and 216 Constance Street. | 4006 | Commercial & Leisure | Data Center | Data Center | Office Buildings; Parking Facilities |  | Expansion | Onshore | NEXTDC Ltd is undertaking the expansion of an existing data center in Brisbane, Queensland, Australia. The project involves the construction of an 8,219m2 10-storey Tier IV colocation data center, increasing IT capacity from 6MW to 12MW. It includes the construction of four levels of office space, three levels of data halls with 1,270 racks, two levels of services and plant equipment, and one basement level with 13 car parking and 42 bicycle parking spaces, and the installation of a safety and security system. The facility features an Isolated Parallel Bus (IPB) power architecture, delivering N+N redundancy to the rack. Power resiliency is supported by a 1.5 MW Piller rotary UPS system with Penske engine. Cooling is designed utilizing hot aisle containment in a slab (no raised floor) configuration. The cooling plant consists of Stulz indirect free-cooling CRACs paired with modular cooling tower infrastructure, deployed as N+1 independent cooling systems. This design delivers strong resiliency while achieving industry-leading efficiency, with an average annual PUE of 1.34 and seasonal lows reaching 1.25. Architectus has been appointed as an architect, Ethos Urban Pty Ltd as a planner, Lat27 as a landscape architect, Zancon Pty Ltd as a consultant, D&E Air Conditioning Pty Limited as the HVAC consultant, Cogent Scaffolding as the scaffolding supply contractor, and Multiplex as a construction contractor. | -27.4535 | 153.0328 | The project involves the construction of an 8,219m2 10-storey data center in Brisbane, Queensland, Australia. The US$60 million project includes the following: 1. Construction of four levels of office space 2. Construction of three levels of 1,400m2 data halls with 1,270 racks 3. Construction of two levels of services and plant equipment facility 4. Construction of one basement-level parking space 5. Installation of safety and security systems | Colocation Data Center; Elevator; Precinct; Tier 4 Data Center; Underground Parking | A data center expansion is planned at 454 St Paul's Terrace, 57 and 61 Misterton Street, and 216 Constance Street in Brisbane. The aim of the project is to meet the growing demand for data centers and office facilities in the region. |  | April 2026 - Construction works are underway. January 2026 - Construction works are underway. May 2025 - Planning activities are underway. September 2024 - Planning activities are underway. January 2024 - Planning activities are underway. May 2023 - NEXTDC submitted a development application to the Brisbane City Council. Q3 2022 - NEXTDC announced plans for the expansion of the Brisbane B2 Data Center. | Project work on Schedule | 1 | Not Funded / Unconfirmed | Private | NEXTDC Ltd | Multiplex | Architectus Australia;Lat27 | D & E Air Conditioning Pty Limited;Ethos Urban Pty Ltd;Zancon Pty Ltd
491153 | 491153 | 2026-04-29 13:33 | Colt DCS – Colt Frankfurt Three Data Center – Hesse | Colt DCS – Colt Frankfurt Three Data Center – Hesse | https://construction.globaldata.com/Projects/Overview/491153 | Execution | Parent | 510 | 2023 Q1 | 2024 Q2 | 2026 Q3 | Europe | Germany | Hesse | Frankfurt am Main | Wilhelm-Fay-Straße 3-5 | 65936 | Commercial & Leisure | Data Center | Data Center |  |  | New | Onshore | Colt Data Centre Services (Colt DCS) is undertaking the construction of the Frankfurt Three Data Center at Wilhelm-Fay-Strasse 3-5 in Sossenheim, Frankfurt am Main, Hesse, Germany. The project involves the construction of a hyperscale data center (Horizon Data Center; Colt FRA3) with a 32.4MW of IT capacity and Colt Tier 3 specification on a 17,500m2 GFA, a three-storey data center complex on a 12,599m2 area, administrative facilities, and parking facilities, and the installation of elevators and power facilities. The project will be powered by 100% renewable energy. The project will support liquid cooling, high-density rack layouts, and hybrid cooling solutions to accommodate the AI-enabled future. The project aims to provide cloud and AI services such as IaaS, PaaS, and SaaS, and is looking for scalable capacity to support high-performance computing and increasing IT workloads. Colt DCS has two operational data centers (Frankfurt One with 2.4MW of IT capacity and Frankfurt Two with 25MW of IT capacity) in Frankfurt. Adolf Lupp GmbH + Co KG has been appointed as the general contractor, Cundall Johnston & Partners LLP as the client manager, design consultant, fire protection consultant, as well as the technical consultant, GP Con GmbH as the excavation contractor, B Schlichter GmbH and Co.KG as the facade as well as the roofing subcontractor, and anfindo and DUCO Ventilation & Sun Control as the acoustic and facade consultant. DUCO Ventilation & Sun Control has been appointed as the HVAC consultant, and Linesight as the consultant. | 50.1244 | 8.5884 | The project involves the construction of the Frankfurt Three Data Center at Wilhelm-Fay-Strasse 3-5 in Sossenheim, Frankfurt am Main, Hesse, Germany. The US$510 million project includes the following: 1. Construction of a hyperscale data center with a 32.4MW of IT capacity and Colt Tier 3 specification on a 17,500m2 gross floor area (GFA) 2. Construction of a three-storey data center complex on a 12,599m2 area 3. Construction of parking facilities 4. Installation of elevators and power facilities | Fire protection; Green data center; Heating, ventilation and air conditioning (HVAC); Hyperscale Data Center; Tier 3 Data Center |  |  | April 2026 - Construction activities are underway. March 2026 - Construction activities are underway. March 2025 - Construction activities are underway. June 2024 - Construction work commenced with the groundbreaking ceremony. Q1 2024 - Excavation work commenced. December 2023 - Adolf Lupp Gmbh + Co KG has been appointed as the general contractor. Q1 2023 - Colt DCS announced plans to construct its third data center in Frankfurt. | Project work on Schedule | 1 | Not Funded / Unconfirmed | Private | Colt Data Centre Services | Adolf Lupp Gmbh + Co KG | Cundall Johnston & Partners LLP | Cundall Johnston & Partners LLP;Linesight;Vero Duco
564337 | 564337 | 2026-04-29 13:04 | Amazon Services – La Puebla De Híjar Data Center – Aragon | Amazon Services – La Puebla De Híjar Data Center – Aragon | https://construction.globaldata.com/Projects/Overview/564337 | Planning | Parent | 5828 | 2025 Q2 | 2027 Q4 | 2036 Q4 | Europe | Spain | Aragon |  | near the N-232 highway, adjacent to the Venta del Barro industrial park |  | Commercial & Leisure | Data Center | Data Center |  | Medium | New | Onshore | Amazon Data Services Spain SL(AWS) is planning to construct a data center in the municipality of La Puebla de Híjar, Aragon, Spain. The project is planned in four phases, including the acquisition of land and administrative procedures on 200ha, of which 70ha is for the data center campus. Phase One involves the construction of 12 data center buildings with a combined consumption capacity of 100MW, urban development, and associated service buildings The second phase involves the construction of additional data centers, an advanced electrical system, and energy storage facilities. The third phase involves the construction of auxiliary buildings. The project also includes the construction of a water treatment plant, a control building, five electrical substations, two data archive buildings, and the installation of cooling and electricity equipment, water supply equipment, sanitation, drainage systems, and road transport network connections, and the laying of transmission lines. The construction of the first data center building and associated facilities is scheduled between 2027 and 2031. The construction of phase two is scheduled from 2031 to 2036; the third timeline is yet to be fixed. Currently, the administrative and land acquisition procedures are underway. The project’s electrical infrastructure will affect the municipalities of La Puebla de Híjar, Jatiel, Castelnou, Escatrón (Zaragoza), Híjar, and Samper; and the hydraulic infrastructure affects La Puebla, Híjar, Jatiel, Castelnou, and Escatrón. | 41.2129 | -0.44569 | The project involves the construction of a data center in the municipality of La Puebla de Híjar, Aragon, Spain. The US$5,828 million project includes the following: 1. Construction of 12 data center buildings with a combined consumption capacity of 100MW on a 200ha area, urban development, and associated service buildings in phase I 2. Construction of additional data centers, an advanced electrical system, and energy storage facilities in phase II 3. Construction of auxiliary buildings in phase III 4. Construction of a water treatment plant 5. Construction of a control building 6. Construction of five electrical substations 7. Construction of an administration building 8. Construction of two data archive buildings 9. Installation of cooling and electricity equipment 10. Installation of water supply equipment 11. Installation of sanitation and drainage systems 12. Installation of road transport network connections 13. Laying of transmission lines |  |  |  | April 2026 - The land acquisition and administrative procedures are underway. March 2026 - The Government of Aragon approved the declaration of investment in the regional project. Q2 2025 - Amazon announced plans to build a data center in La Puebla de Híjar. | Project work on Schedule | 1 | Not Funded / Unconfirmed | Private | Amazon Services LLC
451966 | 451966 | 2026-04-29 12:48 | Fairfield Residential/ The BlackChamber – Innovation Gateway Facility – Virginia | Fairfield Residential/ The BlackChamber – Innovation Gateway Facility – Virginia | https://construction.globaldata.com/Projects/Overview/451966 | Planning | Parent | 185 | 2022 Q1 | 2026 Q4 | 2028 Q4 | North America | United States | Virginia |  | on Route 28 near the Innovation Center Metro station. |  | Residential Buildings | Multi-Family Housing | Low-Rise Apartment Blocks | Data Center; Office Buildings; Park & Playgrounds; Low-Rise Apartment Blocks | Low | New | Onshore | A joint venture between BlackChamber Group and Fairfield Residential is planning to build a residential complex and data center on Route 28 near the Innovation Center Metro station in Loudoun County, Virginia, the US. The project involves the construction of an apartment building and a data center on 11.7ha of land. It includes the construction of a 300-unit apartment building, two 65,033m2 data center buildings, a 7,432m2 office space, and a 1.2ha community park, and the installation of safety and security systems. | 38.9799 | -77.4775 | The project involves the construction of an apartment building and a data center on 11.7ha of land in Loudoun County, Virginia, the US. The US$185 million project includes the following: 1. Construction of a 300-unit apartment building 2. Construction of two 65,033m2 data center buildings 3. Construction of a 7,432m2 office space 4. Development of a 1.2ha community park 5. Installation of safety and security systems |  |  |  | April 29, 2026 - We have not been able to obtain further updates on this project. We have retained the same project stage and amended the key dates accordingly. We will update the profile as soon as we obtain any new information. May 2025 - Planning activities are underway. July 2024 - The project is waiting for approvals from the city council. November 2023 - The project is facing opposition from the city council for the data center development. Q1 2022 - A joint venture between BlackChamber Group and Fairfield Residential announced plans to build a data center and residential complex in Loudoun County. | Information Unavailable |  | Not Funded / Unconfirmed | Private | Fairfield Residential LLC;The BlackChamber Group
472888 | 472888 | 2026-04-29 11:42 | Stena Line Ports – Prosperity Parc Technology Park – Anglesey | Stena Line Ports – Prosperity Parc Technology Park – Anglesey | https://construction.globaldata.com/Projects/Overview/472888 | Planning | Parent | 1314 | 2024 Q1 | 2027 Q2 | 2030 Q4 | Europe | United Kingdom | Anglesey |  | former Penrhos Aluminium Works Site, Holyhead | LL65 2UX | Commercial & Leisure | Data Center | Data Center | Office Buildings; Other Research Facilities; Energy Storage | Low | Redevelopment | Onshore | Anglesey Land Holding Limited, a subsidiary of Stena Line UK Limited is planning to redevelop the former Anglesey Aluminum site, now known as Prosperity Parc, into a new technology park in Anglesey, the UK. The project involves the construction of a technology park on 93ha of land. It includes the construction of a 238,000m2 data center, 10,000m2 of office space, 5,000m2 of research and development space, a 349MW battery energy storage system, parking spaces, access roads, and the installation of safety and security systems. The project is expected to create 1,200 new jobs. Cadnant Planning Ltd, Shakespeare Martineau LLP, and Oxalis Planning Ltd have been appointed as planning consultants, Alan Wood and Partners Ltd as a civil and structural engineer, FPCR Environment and Design Ltd as a master planner, Wessex Archaeology Ltd as an archaeological consultant, Vanguardia Consulting as an acoustic consultant, Arbtech Consulting Ltd as an environmental consultant, ADC Infrastructure Ltd as a traffic consultant, MBA Consulting Engineers Ltd as consulting engineer, and Designs for Lighting Ltd as a lighting consultant. | 53.2944 | -4.5944 | The project involves the construction of a technology park on 93ha of land at Anglesey Aluminium Site, Anglesey, the UK. The US$1,314 million project involves the following: 1. Construction of a 238,000m2 data center 2. Construction of 10,000m2 of office space 3. Construction of 5,000m2 of research and development space 4. Construction of a 349MW battery energy storage system 5. Construction of parking spaces 6. Construction of access roads 7. Installation of safety and security systems | Energy storage; Heating, ventilation and air conditioning (HVAC); Hyperscale Data Center |  | https://prosperityparc.co.uk/ | April 2026 - Planning activities are underway. October 2025 - Stena Line is in the process to submit a full planning application to the Anglesey County Council. September 2025 - Anglesey County Council has approved the outline plans. March 2025 - Stena Line has submitted an outline planning application to Isle of Anglesey County Council. December 2024 - Public consultation works are underway. March 15, 2024 - Stena Line has announced plans to build a data center in Anglesey. | No Major Development | 0 | Not Funded / Unconfirmed | Public/Private | Stena Line Ports Ltd |  |  | ADC Infrastructure Ltd;Alan Wood and Partners Ltd;Arbtech Consulting Ltd;Cadnant Planning Ltd;FPCR Environment and Design Ltd;MBA Consulting Engineers Ltd;Oxalis Planning Ltd;Shakespeare Martineau LLP;Vanguardia Consulting;Wessex Archaeology Ltd
415887 | 415887 | 2026-04-29 11:19 | Green Mountain/ KMW – Green Rocks FRA1 Data Center Complex – Rheinland-Pfalz | Green Mountain/ KMW – Green Rocks FRA1 Data Center Complex – Rheinland-Pfalz | https://construction.globaldata.com/Projects/Overview/415887 | Execution | Parent | 710 | 2021 Q3 | 2024 Q2 | 2029 Q4 | Europe | Germany | Rheinland-Pfalz | Mainz | on the coal-fired power plant site in Ingelheimer Aue. | 55120 | Commercial & Leisure | Data Center | Data Center |  |  | Redevelopment | Onshore | Green Mountain KMW Data Center GmbH, a joint venture data center company of Kraftwerke Mainz-Wiesbaden AG (KMW) and Green Mountain AS (Green Mountain), is undertaking the construction of the FRA1 Data Center Campus in Mainz, Rheinland-Pfalz, Germany. The project involves the construction of three data center buildings, each with a 6,000m2 IT area on a 2.5ha area, with an 18,000m2 white space area with an IT load capacity of 54MW, office facilities, server rooms, meeting rooms, administrative space, parking facilities, and the installation of cooling systems and power-related facilities. The 60MW waste heat will be fed into the Mainz district heating network via heat pumps, and the data center will be cooled by water from the Rhine and obtain the emergency power supply from the surrounding power plants, and the generated heat will be supplied to 20,000 households, a football stadium and Mainz Cathedral. KMW will supply a the 54MW of renewable electricity to the campus. Ttsp Hwp Seidel Planungsgesellschaft MbH and GePlan Ingenieure GmbH and Co KG have been appointed as the general planners and Koelling Architekten BDA as the façade consultant. On March 30, 2023, KMW and Green Mountain signed the partnership agreement to build the project and founded a 50-50% JV company (Green Mountain KMW Data Center GmbH). Green Mountain will be responsible for the design, construction, and operation of the project. GP Con GmbH, a 100% subsidiary of Groß & Partner Vermögensentwicklungsgesellschaft mbH, PST Spezialtiefbau Süd GmbH, and GKT Spezialtiefbau GmbH, subsidiaries of WOLFF & MÜLLER Holding GmbH & Co. KG, have been appointed as the civil engineering contractors and excavation and foundation work contractors. GP Con GmbH has been appointed as the general contractor. The contract also includes building construction with a concrete shell and the installation of general and technical equipment, such as doors to transformers and cooling units. Azrieli Group Ltd has been appointed as the project management consultant. Gross & Partner Grundstucksentwicklungsgesellschaft mbH has been appointed as the general contractor, GP Con GmbH as the shell work contractor, GP Log GmbH as the logistics subcontractor, ZAUNER Anlagentechnik GmbH as the MEP consultant, Heinle Elektrotechnik GmbH as the electrical consultant, and dwPlan as the planner. ING Bank and Helaba provided financing of US$710 million (EUR600 million) for the project development. Construction work on the first data center building with an IT load capacity of 18MW will be completed in the fourth quarter of 2026. | 50.0278 | 8.2392 | The project involves the construction of the FRA1 Data Center Campus in Mainz, Rheinland-Pfalz, Germany. The US$710 million project includes the following: 1. Construction of three data center buildings, each with a 6,000m2 IT space on a 2.5ha area, with an 18,000m2 IT space area and an IT load capacity of 54MW 2. Construction of office facilities 4. Construction of server rooms 5. Construction of meeting rooms 6. Construction of administrative space 7. Construction of parking facilities 8. Installation of cooling systems and power-related facilities | Colocation Data Center; District Heating/Cooling System; Emergency power/Backup power; Green data center | A data center campus is planned to be developed on the former KMW's coal-fired power plant site in Ingelheimer Aue, on the banks of the Rhine in Mainz. The project will support the Tier III operation standards. |  | April 2026 - Construction activities on Buildings I and II are underway. March 2026 - Construction activities are underway on Building I. February 2026 - ING Bank and Helaba provided financing of US$710 million (EUR600 million) for the project development. January 2026 - Construction work on Building II commenced. March 2025 - Construction activities are underway on Building I. February 2025 - The topping-out ceremony on Building I was celebrated. July 2024 - Construction activities are underway on Building I. May 2024 - Construction work commenced on Building I. May 2024 - GP Con GmbH has been appointed as the general contractor. The contract also includes building construction with concrete shell and the installation of general and technical equipment such as doors to transformers and cooling units. February 2024 - Excavation activities are underway. October 2023 - Excavation work commenced with the laying of the foundation stone ceremony. August 2023 - Pre-construction activities are underway. March 2023 - KMW and Green Mountain signed the partnership agreement and found a 50-50% JV company (Green Mountain KMW Data Center GmbH) for the project development. March 2022 - Ttsp Hwp Seidel Planungsgesellschaft MbH and GePlan Ingenieure GmbH and Co KG have been appointed as the general planners and Koelling Architekten BDA as the façade consultant. December 11, 2021 - A tender for the façade design consultant was issued. November 2021 - The building application was submitted. September 2021 - KMW announced plans to construct a data center campus in Mainz. | Project work on Schedule | 1 | Not Funded / Unconfirmed | Public/Private | Green Mountain AS;Kraftwerke Mainz-Wiesbaden AG | GP Con GmbH;Green Mountain AS;Gross & Partner Grundstucksentwicklungsgesellschaft mbH | Green Mountain AS;Ttsp Hwp Seidel Planungsgesellschaft MbH | Azrieli Group Ltd;dwPlan GmbH;GePlan Ingenieure​ GmbH and Co KG;Heinle Elektrotechnik GmbH;Koelling Architekten BDA;Ttsp Hwp Seidel Planungsgesellschaft MbH;Zauner Anlagentechnik GmbH
415903 | 415887 | 2026-04-29 11:19 | Green Mountain/ KMW – Green Rocks FRA1 Data Center Complex: Building III – Rheinland-Pfalz | Green Mountain/ KMW – Green Rocks FRA1 Data Center Complex – Rheinland-Pfalz | https://construction.globaldata.com/Projects/Overview/415903 | EPC Award | Sub | 220 | 2021 Q3 | 2027 Q4 | 2029 Q4 | Europe | Germany | Rheinland-Pfalz | Mainz | on the coal-fired power plant site in Ingelheimer Aue. | 55120 | Commercial & Leisure | Data Center | Data Center |  | Medium | Redevelopment | Onshore | Green Mountain KMW Data Center GmbH, a joint venture data center company of Kraftwerke Mainz-Wiesbaden AG (KMW) and Green Mountain AS (Green Mountain), is undertaking the construction of the FRA1 Data Center Campus: building III in Mainz, Rheinland-Pfalz, Germany. The project involves the construction of a data center building with 6,000m2 IT space, office facilities, server rooms, meeting rooms, administrative space, parking facilities, and the installation of cooling systems and power-related facilities. The waste heat will be fed into the Mainz district heating network via heat pumps, and the data center will be cooled by water from the Rhine and obtain the emergency power supply from our surrounding power plants. Ttsp Hwp Seidel Planungsgesellschaft MbH and GePlan Ingenieure GmbH and Co KG have been appointed as the general planners, and Koelling Architekten BDA as the façade consultant. On March 30, 2023, KMW and Green Mountain signed the partnership agreement to build the project and founded a 50-50% JV company (Green Mountain KMW Data Center GmbH). Green Mountain will be responsible for the design, construction, and operation of the project. GP Con GmbH, a 100% subsidiary of Groß & Partner Vermögensentwicklungsgesellschaft mbH, PST Spezialtiefbau Süd GmbH, and GKT Spezialtiefbau GmbH, subsidiaries of WOLFF & MÜLLER Holding GmbH & Co. KG, have been appointed as the civil engineering contractors and excavation work contractors. GP Con GmbH has been appointed as the general contractor. The contract also includes building construction with a concrete shell and the installation of general and technical equipment, such as doors to transformers and cooling units. Gross & Partner Grundstucksentwicklungsgesellschaft mbH has been appointed as the general contractor, GP Con GmbH as the shell work contractor, GP Log GmbH as the logistics subcontractor, ZAUNER Anlagentechnik GmbH as the MEP consultant, Heinle Elektrotechnik GmbH as the electrical consultant, and dwPlan as the planner. | 50.0278 | 8.2392 | The project involves the construction of the FRA1 Data Center Campus: building III in Mainz, Rheinland-Pfalz, Germany. The US$220 million project includes the following: 1. Construction of a data center building with 6,000m2 IT space 2. Construction of office facilities 4. Construction of server rooms 5. Construction of meeting rooms 6. Construction of administrative space 7. Construction of parking facilities 8. Installation of cooling systems and power-related facilities | Colocation Data Center; District Heating/Cooling System; Emergency power/Backup power; Green data center; Tier 3 Data Center | A data center building is planned to be developed on the former KMW's coal-fired power plant site in Ingelheimer Aue, on the banks of the Rhine in Mainz. The project aims to meet the growing demand in the region. The project will support the Tier III operation standards. |  | April 2026 - Pre-construction activities are underway. March 2026 - Pre-construction activities are underway. March 2025 - Pre-construction activities are underway. July 2024 - Pre-construction activities are underway. May 2024 - GP Con GmbH has been appointed as the general contractor. The contract also includes building construction with concrete shell and the installation of general and technical equipment such as doors to transformers and cooling units. February 2024 - Excavation activities are underway. October 2023 - Excavation work commenced with the laying of the foundation stone ceremony. August 17, 2023 - Pre-construction activities are underway. March 2023 - KMW and Green Mountain signed the partnership agreement and found a 50-50% JV company (Green Mountain KMW Data Center GmbH) for the project development. March 2022 - Ttsp Hwp Seidel Planungsgesellschaft MbH and GePlan Ingenieure GmbH and Co KG have been appointed as the general planners and Koelling Architekten BDA as the façade consultant. December 2021 - A tender for the façade design consultant was issued. November 2021 - The building application was submitted. September 2021 - KMW announced plans to construct a data center campus in Mainz. | Project work on Schedule | 1 | Not Funded / Unconfirmed | Public/Private | Green Mountain AS;Kraftwerke Mainz-Wiesbaden AG | GP Con GmbH;Green Mountain AS;Gross & Partner Grundstucksentwicklungsgesellschaft mbH | Green Mountain AS;Ttsp Hwp Seidel Planungsgesellschaft MbH | Azrieli Group Ltd;dwPlan GmbH;GePlan Ingenieure​ GmbH and Co KG;Heinle Elektrotechnik GmbH;Koelling Architekten BDA;Ttsp Hwp Seidel Planungsgesellschaft MbH;Zauner Anlagentechnik GmbH
415902 | 415887 | 2026-04-29 11:19 | Green Mountain/ KMW – Green Rocks FRA1 Data Center Complex: Building II – Rheinland-Pfalz | Green Mountain/ KMW – Green Rocks FRA1 Data Center Complex – Rheinland-Pfalz | https://construction.globaldata.com/Projects/Overview/415902 | Execution | Sub | 220 | 2021 Q3 | 2026 Q1 | 2028 Q4 | Europe | Germany | Rheinland-Pfalz | Mainz | on the coal-fired power plant site in Ingelheimer Aue. | 55120 | Commercial & Leisure | Data Center | Data Center |  |  | Redevelopment | Onshore | Green Mountain KMW Data Center GmbH, a joint venture data center company of Kraftwerke Mainz-Wiesbaden AG (KMW) and Green Mountain AS (Green Mountain) is undertaking the construction of the FRA1 Data Center Campus: building II in Mainz, Rheinland-Pfalz, Germany. The project involves the construction of a data center building with 6,000m2 IT space, office facilities, server rooms, meeting rooms, administrative space, parking facilities, and the installation of cooling systems and power-related facilities. The waste heat will be fed into the Mainz district heating network via heat pumps, and the data center will be cooled by water from the Rhine and will obtain the emergency power supply from our surrounding power plants. Ttsp Hwp Seidel Planungsgesellschaft MbH and GePlan Ingenieure GmbH and Co KG have been appointed as the general planners, and Koelling Architekten BDA as the façade consultant. On March 30, 2023, KMW and Green Mountain signed the partnership agreement to build the project and founded a 50-50% JV company (Green Mountain KMW Data Center GmbH). Green Mountain will be responsible for the design, construction, and operation of the project. GP Con GmbH, a 100% subsidiary of Groß & Partner Vermögensentwicklungsgesellschaft mbH, PST Spezialtiefbau Süd GmbH, and GKT Spezialtiefbau GmbH, subsidiaries of WOLFF & MÜLLER Holding GmbH & Co. KG, have been appointed as the civil engineering contractors and excavation work contractors. GP Con GmbH has been appointed as the general contractor. The contract also includes building construction with a concrete shell and the installation of general and technical equipment, such as doors to transformers and cooling units. Gross & Partner Grundstucksentwicklungsgesellschaft mbH has been appointed as the general contractor, GP Con GmbH as the shell work contractor, GP Log GmbH as the logistics subcontractor, ZAUNER Anlagentechnik GmbH as the MEP consultant, Heinle Elektrotechnik GmbH as the electrical consultant, and dwPlan as the planner for Building II. | 50.0278 | 8.2392 | The project involves the construction of the FRA1 Data Center Campus: building II in Mainz, Rheinland-Pfalz, Germany. The US$220 million project includes the following: 1. Construction of a data center building with 6,000m2 IT space 2. Construction of office facilities 4. Construction of server rooms 5. Construction of meeting rooms 6. Construction of administrative space 7. Construction of parking facilities 8. Installation of cooling systems and power-related facilities | Colocation Data Center; District Heating/Cooling System; Emergency power/Backup power; Green data center; Tier 3 Data Center | A data center building is planned to be developed on the former KMW's coal-fired power plant site in Ingelheimer Aue, on the banks of the Rhine in Mainz. The project aims to meet the growing demand in the region. The project will support the Tier III operation standards. |  | April 2026 - Construction activities are underway. January 2026 - Construction work on Building II commenced. March 2025 - Pre-construction activities are underway. July 2024 - Pre-construction activities are underway. May 2024 - GP Con GmbH has been appointed as the general contractor. The contract also includes building construction with concrete shell and the installation of general and technical equipment such as doors to transformers and cooling units. February 2024 - Excavation activities are underway. October 2023 - Excavation work commenced with the laying of the foundation stone ceremony. August 17, 2023 - Pre-construction activities are underway. March 2023 - KMW and Green Mountain signed the partnership agreement and found a 50-50% JV company (Green Mountain KMW Data Center GmbH) for the project development. March 2022 - Ttsp Hwp Seidel Planungsgesellschaft MbH and GePlan Ingenieure GmbH and Co KG have been appointed as the general planners and Koelling Architekten BDA as the façade consultant. December 2021 - A tender for the façade design consultant was issued. November 2021 - The building application was submitted. September 2021 - KMW announced plans to construct a data center campus in Mainz. | Project work on Schedule | 1 | Not Funded / Unconfirmed | Public/Private | Green Mountain AS;Kraftwerke Mainz-Wiesbaden AG | GP Con GmbH;Green Mountain AS;Gross & Partner Grundstucksentwicklungsgesellschaft mbH | Green Mountain AS;Ttsp Hwp Seidel Planungsgesellschaft MbH | Azrieli Group Ltd;dwPlan GmbH;GePlan Ingenieure​ GmbH and Co KG;Heinle Elektrotechnik GmbH;Koelling Architekten BDA;Ttsp Hwp Seidel Planungsgesellschaft MbH;Zauner Anlagentechnik GmbH
415900 | 415887 | 2026-04-29 11:19 | Green Mountain/ KMW – Green Rocks FRA1 Data Center Complex: Building I – Rheinland-Pfalz | Green Mountain/ KMW – Green Rocks FRA1 Data Center Complex – Rheinland-Pfalz | https://construction.globaldata.com/Projects/Overview/415900 | Execution | Sub | 220 | 2021 Q3 | 2024 Q2 | 2026 Q4 | Europe | Germany | Rheinland-Pfalz | Mainz | on the coal-fired power plant site in Ingelheimer Aue. | 55120 | Commercial & Leisure | Data Center | Data Center |  |  | Redevelopment | Onshore | Green Mountain KMW Data Center GmbH, a joint venture data center company of Kraftwerke Mainz-Wiesbaden AG (KMW) and Green Mountain AS (Green Mountain), is undertaking the construction of the FRA1 Data Center Campus: building I in Mainz, Rheinland-Pfalz, Germany. The project involves the construction of a data center building with 6,000m2 IT space, office facilities, server rooms, meeting rooms, administrative space, parking facilities, and the installation of cooling systems and power-related facilities. The waste heat will be fed into the Mainz district heating network via heat pumps, and the data center will be cooled by water from the Rhine and obtain the emergency power supply from our surrounding power plants. Ttsp Hwp Seidel Planungsgesellschaft MbH and GePlan Ingenieure GmbH and Co KG have been appointed as the general planners, and Koelling Architekten BDA as the façade consultant. On March 30, 2023, KMW and Green Mountain signed the partnership agreement to build the project and founded a 50-50% JV company (Green Mountain KMW Data Center GmbH). Green Mountain will be responsible for the design, construction, and operation of the project. GP Con GmbH, a 100% subsidiary of Groß & Partner Vermögensentwicklungsgesellschaft mbH, PST Spezialtiefbau Süd GmbH, and GKT Spezialtiefbau GmbH, subsidiaries of WOLFF & MÜLLER Holding GmbH & Co. KG, have been appointed as the civil engineering contractors and excavation work contractors. GP Con GmbH has been appointed as the general contractor. The contract also includes building construction with a concrete shell and the installation of general and technical equipment, such as doors to transformers and cooling units. Azrieli Group Ltd has been appointed as the project management consultant. Construction work on the first data center building with an IT load capacity of 18MW will be completed in the fourth quarter of 2026. | 50.0278 | 8.2392 | The project involves the construction of the FRA1 Data Center Campus: building I in Mainz, Rheinland-Pfalz, Germany. The US$220 million project includes the following: 1. Construction of a data center building with 6,000m2 IT space 2. Construction of office facilities 4. Construction of server rooms 5. Construction of meeting rooms 6. Construction of administrative space 7. Construction of parking facilities 8. Installation of cooling systems and power-related facilities | Colocation Data Center; District Heating/Cooling System; Emergency power/Backup power; Green data center | A data center building is planned to be developed on the former KMW's coal-fired power plant site in Ingelheimer Aue, on the banks of the Rhine in Mainz. The project aims to meet the growing demand in the region. The project will support the Tier III operation standards. |  | April 2026 - Construction activities are underway. March 2026 - Construction activities are underway. March 2025 - Construction activities are underway. February 2025 - The topping-out ceremony on Building I was celebrated. July 2024 - Construction activities are underway. May 2024 - Construction work commenced on Building I. May 2024 - GP Con GmbH has been appointed as the general contractor. The contract also includes building construction with concrete shell and the installation of general and technical equipment such as doors to transformers and cooling units. February 2024 - Excavation activities are underway. January 2024 - Excavation activities are underway October 2023 - Excavation work commenced with the laying of the foundation stone ceremony. August 17, 2023 - Pre-construction activities are underway. March 2023 - KMW and Green Mountain signed the partnership agreement and found a 50-50% JV company (Green Mountain KMW Data Center GmbH) for the project development. March 2022 - Ttsp Hwp Seidel Planungsgesellschaft MbH and GePlan Ingenieure GmbH and Co KG have been appointed as the general planners and Koelling Architekten BDA as the façade consultant. December 2021 - A tender for the façade design consultant was issued. November 2021 - The building application was submitted. September 2021 - KMW announced plans to construct a data center campus in Mainz. | Project work on Schedule | 1 | Not Funded / Unconfirmed | Public/Private | Green Mountain AS;Kraftwerke Mainz-Wiesbaden AG | GP Con GmbH;Green Mountain AS;Gross & Partner Grundstucksentwicklungsgesellschaft mbH | Green Mountain AS;Ttsp Hwp Seidel Planungsgesellschaft MbH | Azrieli Group Ltd;dwPlan GmbH;GePlan Ingenieure​ GmbH and Co KG;Heinle Elektrotechnik GmbH;Koelling Architekten BDA;Ttsp Hwp Seidel Planungsgesellschaft MbH;Zauner Anlagentechnik GmbH
561452 | 561441 | 2026-04-29 08:47 | Polarise – Amberg AI Data Center Campus: Phase I – Bavaria | Polarise – Amberg AI Data Center Campus – Bavaria | https://construction.globaldata.com/Projects/Overview/561452 | Planning | Sub | 580 | 2026 Q1 | 2027 Q2 | 2028 Q2 | Europe | Germany | Bavaria | Amberg | on the site of the former Wertachtal shortwave transmission facility |  | Commercial & Leisure | Data Center | Data Center |  | Medium | Redevelopment | Onshore | Polarise GmbH is planning an AI data center I on the former Wertachtal shortwave transmission facility site in Amberg, Unterallgäu district, Bavaria, Germany. The project involves the construction of a data center for artificial intelligence (AI) with a capacity of 30MW, an administrative facility, server rooms, parking facilities, and the installation of servers and backup power supply systems, a green roof, and power facilities. WV Energie AG has been appointed as the associate developer. Polarise will acquire the former Wertachtal shortwave transmitter building and the adjacent land from the Bad Vilbel municipal utility company and the local citizens in the coming months. The development resolutions will be submitted to the relevant authorities for approval immediately after the local elections. The project will be powered by WV Energie AG with renewable energy sources such as wind and solar plants. eberle.PLAN Bauleitplanung Städtebau Umweltplanung has been appointed as the planner. | 48.0395 | 10.6557 | The project involves the construction of an AI data center I on the former Wertachtal shortwave transmission facility site in Amberg, Unterallgäu district, Bavaria, Germany. The US$580 million project includes the following: 1. Construction of a data center for artificial intelligence (AI) with a capacity of 30MW 2. Construction of an administrative facility 3. Construction of server rooms 4. Construction of parking facilities 5. Installation of servers and backup power supply systems 6. Installation of a green roof 7. Installation of power facilities | Artificial Intelligence; Emergency power/Backup power; Green Roof |  |  | April 2026 - The development plan procedure is underway. March 11, 2026 - Polarise GmbH is planning an AI data center campus in Amberg. | Project work on Schedule | 1 | Not Funded / Unconfirmed | Private | Polarise SARL |  |  | Eberle Plan
561441 | 561441 | 2026-04-29 08:44 | Polarise – Amberg AI Data Center Campus – Bavaria | Polarise – Amberg AI Data Center Campus – Bavaria | https://construction.globaldata.com/Projects/Overview/561441 | Planning | Parent | 2325 | 2026 Q1 | 2027 Q2 | 2030 Q4 | Europe | Germany | Bavaria | Amberg | on the site of the former Wertachtal shortwave transmission facility |  | Commercial & Leisure | Data Center | Data Center |  | Medium | Redevelopment | Onshore | Polarise GmbH is planning an AI data center campus on the former Wertachtal shortwave transmission facility site in Amberg, Unterallgäu district, Bavaria, Germany. The project involves the construction of a data center for artificial intelligence (AI) with a capacity of 120MW, an administrative facility, server rooms, parking facilities, and the installation of servers and backup power supply systems, a green roof, and power facilities. The project will be developed in Phases. Phase I includes the construction of an AI data center with a capacity of 30MW. WV Energie AG has been appointed as the associate developer. Polarise will acquire the former Wertachtal shortwave transmitter building and the adjacent land from the Bad Vilbel municipal utility company and the local citizens in the coming months. The development resolutions will be submitted to the relevant authorities for approval immediately after the local elections. The project will be powered by WV Energie AG with renewable energy sources such as wind and solar plants. eberle.PLAN Bauleitplanung Städtebau Umweltplanung has been appointed as the planner. Construction work Phase I is scheduled to be completed in 2027. | 48.0395 | 10.6557 | The project involves the construction of an AI data center campus on the former Wertachtal shortwave transmission facility site in Amberg, Unterallgäu district, Bavaria, Germany. The US$2,325 million project includes the following: 1. Construction of a data center for artificial intelligence (AI) with a capacity of 120MW 2. Construction of an administrative facility 3. Construction of server rooms 4. Construction of parking facilities 5. Installation of servers and backup power supply systems 6. Installation of a green roof 7. Installation of power facilities | Artificial Intelligence; Emergency power/Backup power; Green Roof |  |  | April 2026 - The development plan procedure is underway. March 2026 - Polarise GmbH is planning an AI data center campus in Amberg. | Project work on Schedule | 1 | Not Funded / Unconfirmed | Private | Polarise SARL |  |  | Eberle Plan
470828 | 470828 | 2026-04-29 08:08 | Equinix – ME2 Data Center Phase 3 – Victoria | Equinix – ME2 Data Center Phase 3 – Victoria | https://construction.globaldata.com/Projects/Overview/470828 | Construction Complete | Parent | 50 | 2023 Q2 | 2024 Q1 | 2024 Q4 | Asia-Pacific | Australia | Victoria | Melbourne |  | 3207 | Commercial & Leisure | Data Center | Data Center |  |  | Expansion | Onshore | Equinix Inc. (Equinix) had undertaken the expansion of an AI colocation data center in Melbourne, Victoria, Australia. The project involved the expansion of the data center. It included the construction of server rooms, 1,500 racks, distribution rooms, and parking facilities, and the installation of equipment and safety systems. The project will utilise a direct-to-chip advanced liquid cooling system. D & E Air Conditioning Pty Limited has been appointed as an HVAC Sub-Contractor, and Erilyan Pty Ltd as the construction contractor. The project was part of a $160 million data center expansion that increased the total capacity to 3,000 racks. | -37.822 | 144.9149 | The project involved an expansion of the data center in Melbourne, Victoria, Australia. The US$50 million project included the following: 1. Construction of server rooms 2. Construction of 1,500 racks 3. Construction of distribution rooms 4. Construction of a parking facility 5. Installation of equipment 6. Installation of safety and security systems | Colocation Data Center; Heating, ventilation and air conditioning (HVAC) |  |  | December 2024 - Construction work completed. April 2023 - Equinix announced plans to expand the data center in Melbourne. | Construction Completed | 5 | Not Funded / Unconfirmed | Private | Equinix Inc | Erilyan Pty Ltd
524722 | 524722 | 2026-04-29 04:46 | Adani Group/ Google – Visakhapatnam Data Center Hub – Andhra Pradesh | Adani Group/ Google – Visakhapatnam Data Center Hub – Andhra Pradesh | https://construction.globaldata.com/Projects/Overview/524722 | Planning | Program | 9855 | 2024 Q3 | 2027 Q2 | 2030 Q4 | Asia-Pacific | India | Andhra Pradesh | Visakhapatnam | Adavivaram village, Tarluvada village and Rambilli village | 530035 | Commercial & Leisure | Data Center | Data Center |  | Low | New | Onshore | Raiden Infotech India Private Limited, a subsidiary of Google LLC (Google), along with AdaniConneX, Adani Group, and Bharti Airtel (Airtel), is planning to develop India’s largest AI data center hub in Visakhapatnam and Anakapalli districts, Andhra Pradesh, India The program involves the construction of 1,000MW hyperscale data center campuses in three regions. It includes the construction of substations, server rooms, storage rooms, an office space, parking spaces, Laying of network cables, and the installation of safety and security systems. It includes three data center buildings in Adivivaram on 48.5ha of land, Tarluvada on 80.9ha of land, and the Rambilli–Achyutapuram cluster on 64.7ha of land. In October 2025, Raiden Infotech India Private Limited submitted outline plans to the Andhra Pradesh state government for approval and signed a Memorandum of Understanding (MoU) with the Andhra Pradesh government. Raiden submitted an application for the supply of 2,100MW of power allowance from local distribution companies. The facility is committed to operating on 100% renewable energy, and it will feature a liquid cooling system, ensuring optimal performance and efficiency with maximum reliability. Raiden Infotech India Pvt Ltd will receive US$2,478 million as an incentive from the state government over a period of time. On April 28, 2026, a foundation stone was laid for the data center. | 17.7133 | 83.2881 | The program involves the construction of a data center with a consumption capacity of 1,000MW in Andhra Pradesh, India. The US$9,855 million program includes the following: 1. Construction of substations 2. Construction of server rooms 3. Construction of storage rooms 4. Construction of an office space 5. Construction of parking spaces 6. Laying of network cables 7. Installation of safety and security systems | Green data center; Heating, ventilation and air conditioning (HVAC); Hyperscale Data Center | [5 empty] | Not Funded / Unconfirmed | Private | Adani Group;Google LLC
399028 | 399028 | 2026-04-28 18:26 | Endeavour – Edged Atlanta Data Center Campus – Georgia | Endeavour – Edged Atlanta Data Center Campus – Georgia | https://construction.globaldata.com/Projects/Overview/399028 | Execution | Parent | 1800 | 2022 Q1 | 2023 Q3 | 2027 Q2 | North America | United States | Georgia | Atlanta | 1800 Thomas Street NW | 30318 | Commercial & Leisure | Data Center | Data Center |  |  | New | Onshore | Edged Atlanta, a subsidiary of Endeavour Inspired Infrastructure (Endeavour) is undertaking the construction of a tier III data center for high-density Artificial Intelligence (AI) workloads in Atlanta, Georgia, the US. The project involves the construction of a data center campus comprising three buildings with a consumption capacity of 168MW on 32ha of land. It includes the construction of a two-story ATL01-1 building with a consumption capacity of 27MW, a single-story ATL01-2 building with a consumption capacity of 100MW, and a single-story ATL01-3 building with a consumption capacity of 42MW. It also includes the construction of data halls, two loading dock bays, two meeting rooms, a substation, the installation of UPS, generators, safety and security systems. The project will be powered by Georgia Power's modular system, which supports 400kW per rack with liquid cooling and more than 120kW per rack with air cooling. with plug-and-play liquid cooling integration while delivering industry-leading energy efficiency of 1.15 Power Usage Effectiveness (PUE). The Conlan Co. and Brasfield & Gorrie have been appointed as contractors, MG2 as the architect and Bala as the engineering consultant. ThermalWorks is supplying the cooling technology, and PowerSecure is providing the power systems. The construction works on the first data center building, ATL01-1, were completed in August 2024. | 33.7992 | -84.4391 | The project involves the construction of a data center campus comprising three buildings with a consumption capacity of 168MW on 32ha of land in Atlanta, Georgia, the US. The US$1,800 million project includes the following: 1. Construction of ATL01-1 building 2. Construction of ATL01-2 building 3. Construction of ATL01-3 building 4. Construction of substation 5. Construction of data halls 6. Construction of two loading dock bays 7. Construction of two meeting rooms 8. Installation of UPS 9. Installation of generators 10. Installation of safety and security systems | Artificial Intelligence; Heating, ventilation and air conditioning (HVAC); Tier 3 Data Center |  |  | April 2026 - A topping-out ceremony was held on ATL01-3, marking the completion of the structural framework. January 2026 - Construction works are underway on ATL01-2 data center. May 2025 - Construction works are underway on ATL01-2 data center. August 2024 - Construction work completed on ATL01-1 data center. September 2023 - Construction activities are underway. July 01, 2023 - Construction works commenced on ATL01-1 data center. January 2023 - Planning activities are underway. Q1 2022 - Endeavour announced plans to build a data center in Atlanta. | Project work on Schedule | 1 | Not Funded / Unconfirmed | Private | Endeavour Inspired Infrastructure | The Conlan Co | MG2 Corp | Bala Consulting Engineers Inc
510696 | 467105 | 2026-04-28 17:30 | DataBank – Red Oak AI Data Center Campus: DFW12 – Texas | DataBank – Red Oak AI Data Center Campus – Texas | https://construction.globaldata.com/Projects/Overview/510696 | Execution | Sub | 325 | 2025 Q1 | 2025 Q4 | 2028 Q4 | North America | United States | Texas | Dallas | 3440 Batchler Rd | TX 75154 | Commercial & Leisure | Data Center | Data Center |  |  | New | Onshore | DataBank is undertaking the construction of an AI hyperscale tierIII data center at 3440 Batchler Rd in Dallas, Texas, the US. The project involves the construction of a two-story data center with a consumption capacity of 60MW on an 18,580m2 area. It includes the construction of server rooms, meeting rooms, an administrative space, and parking facilities, and the installation of safety and security systems. The project will be powered by 100% renewable energy from Oncor, and it will utilise an air and liquid cooling system. JHET Architects and Kimley-Horn and Associates Inc have been appointed as the architect, Bennett & Pless Inc as a structural engineer, Yates Construction as a contractor, and Strategic Mission Critical as an Engineering Design Consultant Construction works are scheduled to be completed by November 2028. | 32.5479 | -96.7388 | The project involves the construction of a two-story data center with a consumption capacity of 60MW on an 18,580m2 area in Dallas, Texas, the US. The US$325 million project includes the following: 1. Construction of server rooms 2. Construction of meeting rooms 3. Construction of an administrative space 4. Construction of parking facilities 5. Installation of an air and liquid cooling system. 6. Installation of safety and security systems | Heating, ventilation and air conditioning (HVAC); Hyperscale Data Center; Tier 3 Data Center |  |  | April 2026 - Construction activities are underway. April 2026 - Topping out ceremony held. March 2026 - Construction activities are underway. August 2025 - Planning activities are underway. June 2025 - Planning activities are underway. Q1 2025 - DataBank announced plans to build a data center in Texas. | Project work on Schedule | 1 | Not Funded / Unconfirmed | Private | DataBank Ltd | Yates Construction | JHET Architects;Kimley-Horn and Associates Inc;Strategic Mission Critical | Bennett & Pless Inc
476569 | 476569 | 2026-04-28 17:14 | Perri Projects – West Footscray Data Center – Victoria | Perri Projects – West Footscray Data Center – Victoria | https://construction.globaldata.com/Projects/Overview/476569 | Design | Parent | 498 | 2024 Q3 | 2027 Q3 | 2029 Q4 | Asia-Pacific | Australia | Victoria |  | 1 McArthur Street and 63 Sunshine Road | 3012 | Commercial & Leisure | Data Center | Data Center | Parking Facilities | Low | Redevelopment | Onshore | Perri Projects is planning to construct of a data centre in West Footscray, Victoria, Australia The project involves the construction of a four-story data centre on 2.72ha of land. It includes the construction of end-of-trip facilities, server rooms, two fuel storage rooms, an administration room, parking for 49 cars and 15 motorbikes, a loading dock, two security rooms, vehicle entry, administration and plant services space, two substation areas, data halls, and the installation of equipment, cooling systems, safety and security systems. Greenbox Architects was appointed as the architect, Arup as a consultant, and ADP Consulting as an electrical, mechanical, and fire consultant. The facility will be equipped with UPS systems and diesel generators. | -37.8014 | 144.8699 | The project involves the construction of a four-story data center on 2.72ha of land at 1 McArthur Street and 63 Sunshine Road, West Footscray, Victoria, Australia. The US$498 million project includes the following: 1. Construction of end-of-trip facilities 2. Construction of server rooms 3. Construction of two fuel storage rooms 4. Construction of an administration room 5. Construction of parking for 49 cars and 15 motorbikes 6. Construction of a loading dock 7. Construction of two security rooms 8. Construction of vehicle entry 9. Construction of administration and plant services space 10. Construction of two substation areas 11. Construction of data halls 12. Installation of equipment 13. Installation of cooling systems 14. Installation of safety and security systems | Colocation Data Center |  |  | April 2026 - Design activities are underway. November 2025 - Design activities are underway. January 2025 - Perri Projects submitted the planning application to the Victorian Department of Transport and Planning. July 2024 - Perri Projects announced plans to build a data center in West Footscray. | No Major Development | 0 | Not Funded / Unconfirmed | Private | Perri Projects |  | Greenbox Architecture | ADP Consulting Pty Ltd;Arup Australia Pty Ltd
468247 | 468247 | 2026-04-28 17:12 | Apto DC / Dromeus Cap – Project Olive Data Center – Attica | Apto DC / Dromeus Cap – Project Olive Data Center – Attica | https://construction.globaldata.com/Projects/Overview/468247 | Planning | Parent | 329 | 2023 Q4 | 2027 Q3 | 2029 Q4 | Europe | Greece | Attica | Athens | Spata | 190 04 | Commercial & Leisure | Data Center | Data Center |  | Medium | New | Onshore | Apto DC and Dromeus Capital are planning to construct a hyperscale data center in Spata, Athens, Greece. The project involves the construction of two data center buildings on a 62,498m2 area with an initial consumption capacity of 80MW. It includes a two-story server hall section, a three-story office section, data halls, an 80MW substation, 104 parking spaces, bicycle parking areas, waste storage facilities, and the installation of 40 backup generators, a photovoltaic system, fuel tanks equipped and safety and security systems. The project will be powered by renewable energy. It is equipped with 14 Air Handling Units (AHUs), 40 rooftop chillers, a photovoltaic system to enhance energy efficiency, and fuel tanks equipped with enhanced safety measures. The project is being designed under the LEED certification guidelines. GRECO MI Monoprospi SA has been appointed as the environmental consultant. | 37.9662 | 23.9103 | The project involves the construction of two data center buildings on a 62,498m2 area with an initial consumption capacity of 80MW in Spata, Athens, Greece. The US$329 million project includes the following: 1. Construction of a two-story server hall section 2. Construction of a three-story office section 3. Construction of data halls 4. Construction of an 80MW substation 5. Construction of 104 parking spaces 6. Construction of bicycle parking areas 7. Construction of waste storage facilities 8. Installation of 40 backup generators 9. Installation of a photovoltaic system 10. Installation of fuel tanks equipped 11. Installation of safety and security systems | Heating, ventilation and air conditioning (HVAC); Hyperscale Data Center |  |  | April 2026 - Planning activities are underway. February 2026 - Apto DC and Dromeus Capital receive conditional environmental approval. September 2025 - Planning activities are underway. May 2025 - Planning activities are underway. October 2024 - Planning activities are underway. April 2024 - Planning activities are underway. Q4 2023 - Apto DC and Dromeus Capital planning to build a data center in Greece. | No Major Development | 0 | Not Funded / Unconfirmed | Private | Apto DC Ltd;Dromeus Capital Management UK Ltd |  |  | GRECO MI Monoprospi SA
538033 | 538033 | 2026-04-28 17:06 | Hyperco – Helsinki 1 Data Center – Uusimaa | Hyperco – Helsinki 1 Data Center – Uusimaa | https://construction.globaldata.com/Projects/Overview/538033 | Planning | Parent | 200 | 2022 Q4 | 2027 Q1 | 2028 Q4 | Europe | Finland | Uusimaa | Helsinki |  |  | Commercial & Leisure | Data Center | Data Center |  | Low | New | Onshore | Hyperco Oy is planning to undertake the construction of a colocation data center in the Helsinki metropolitan area, Uusimaa, Finland. The project involves the construction of a data center with a consumption capacity of 50MW. It includes data halls, a substation, conference rooms, break rooms, meet-me rooms, server rooms and parking spaces, and the installation of racks and safety and security systems. The facility is committed to operating on 100% renewable energy and will be connected to Finland’s national grid. It is equipped with reliable uninterruptible power supply (UPS) units and diesel generators for backup power systems. It also features an advanced cooling system, ensuring optimal performance and efficiency with maximum reliability. The project is the first data center proposed as part of two data center campuses in the Helsinki region. | 60.1452 | 24.8741 | The project involves the construction of a data center with a consumption capacity of 50MW in Helsinki, Uusimaa, Finland. The US$200 million project includes the following: 1. Construction of data halls 2. Construction of conference rooms 3. Construction of break rooms 4. Construction of server rooms 5. Construction of a substation 6. Construction of meet-me rooms 7. Construction of parking spaces 8. Installation of UPS/generators 9. Installation of racks 10. Installation of safety and security systems | Colocation Data Center; Heating, ventilation and air conditioning (HVAC) |  |  | April 2026 - Planning activities are underway. April 2026 - Planning activities are underway. September 2025 - Planning activities are underway. Q2 2025 - Planning activities are underway. Q4 2022 - Hyperco announced plans to build a data center in Finland. | No Major Development | 0 | Not Funded / Unconfirmed | Private | Hyperco Oy
553405 | 553405 | 2026-04-28 16:46 | Beeches Dev – Leaside Data Center – Ontario | Beeches Dev – Leaside Data Center – Ontario | https://construction.globaldata.com/Projects/Overview/553405 | Planning | Parent | 660 | 2025 Q1 | 2027 Q3 | 2029 Q4 | North America | Canada | Ontario | Toronto | 156 Wicksteed Ave #154, East York. | ON M4G 2B6 | Commercial & Leisure | Data Center | Data Center |  | Low | New | Onshore | Beeches Development Inc is planning to construct a data center campus at 156 Wicksteed Avenue in Leaside, Toronto, Ontario, Canada. The project involves the construction of a seven-storey, 8,083m2 data centre campus. It includes the construction of a substation, data halls, office space, seven conference rooms, a break area, and the installation of racks and safety and security systems. The facility will feature UPS (uninterruptible power supply) backup systems. WZMH Architects has been appointed as the architect, and McCallum Sather Architects Inc as a design consultant. | 43.7121 | -79.3552 | The project involves the construction of a seven-storey, 8,083m2 data centre campus at 156 Wicksteed Avenue in Leaside, Toronto, Ontario, Canada. The US$660 million project includes the following: 1. Construction of data halls 2. Construction of conference rooms 3. Construction of break area 4. Construction of meet-me-rooms 5. Construction of office space 6. Installation of safety and security systems | Heating, ventilation and air conditioning (HVAC) |  |  | April 2026 - Planning activities are underway. January 2026 - Community consultation meeting held. November 2025 - The project is in the early stages of planning. January 2025 - Beeches Development announced plans to build a data center in Canada. | No Major Development | 0 | Not Funded / Unconfirmed | Private | Beeches Development Inc |  | McCallum Sather Architects Inc;WZMH Architects
564541 | 564541 | 2026-04-28 14:11 | Castle Grp – Kemps Creek Data Center – New South Wales | Castle Grp – Kemps Creek Data Center – New South Wales | https://construction.globaldata.com/Projects/Overview/564541 | Planning | Parent | 1030 | 2026 Q1 | 2028 Q1 | 2031 Q4 | Asia-Pacific | Australia | New South Wales | Sydney | Adjacent to Transgrid's Kemps Creek substation |  | Commercial & Leisure | Data Center | Data Center |  | Medium | New | Onshore | Castle Group is planning to build a data center at Kemps Creek in Sydney, New South Wales, Australia. The project involves the construction of a data center with a consumption capacity of 750MW. It includes data halls, substations, server rooms, break rooms, conference rooms, administrative spaces and parking spaces, and the installation of racks, generators, the cooling system and safety and security systems. The project is part of the technology and innovation park planned for development at the Kemps Creek substation, along with a 1,000MW battery energy storage system. | -33.8509 | 150.7687 | The project involves the construction of a data center with a consumption capacity of 750MW at Kemps Creek in Sydney, New South Wales, Australia. The US$1,030 million project includes the following: 1. Construction of data halls 2. Construction of substations 3. Construction of server rooms 4. Construction of break rooms 5. Construction of conference rooms 6. Construction of administrative spaces 7. Construction of parking spaces 8. Installation of racks 9. Installation of generators 10. Installation of the cooling system 11. Installation of safety and security systems | Energy storage |  |  | April 2026 - The project is in the early stages of planning. Q1 2026 - Castle Group announced plans to build a data center in Sydney. | Project work on Schedule | 1 | Not Funded / Unconfirmed | Private | Castle Group Australia
475591 | 475591 | 2026-04-28 13:26 | MSFT/ Nscale – Loughton Data Center – Essex | MSFT/ Nscale – Loughton Data Center – Essex | https://construction.globaldata.com/Projects/Overview/475591 | Planning | Parent | 62 | 2024 Q2 | 2026 Q2 | 2027 Q1 | Europe | United Kingdom | Essex |  |  |  | Commercial & Leisure | Data Center | Data Center |  | Low | New | Onshore | Nscale Ltd and Microsoft are planning to construct a hyperscale data center in Loughton, Essex, the UK. The project involves the construction of a 50MW data center on 1.6ha of land. It includes the construction of a substation, server room, parking spaces, and office space, and the installation of electrical equipment, security, and safety systems. The project is expected to generate 500 construction jobs and 250 operational jobs upon completion. The project is equipped to support AI (artificial intelligence) and HPC (high performance computing) capacity, with the ability to scale the power allocation up to 90MW, and utilizing advanced liquid cooling to support generative AI GPU deployments. The facility can house up to 45,000 of the latest NVIDIA GB200 GPUs, and will initially house 23,040 Nvidia GPUs. In March 2026, the project is facing delay due to local opposition and town planning officeer requested Nscale to resubmit the plans. Construction works are scheduled to complete in the first quarter of 2027. | 51.654 | 0.079474 | The project involves the construction of a 50MW data center on 1.6ha of land in Loughton, Essex, the UK. The US$62 million project includes the following: 1. Construction of a substation 2. Construction of office space 3. Construction of server room 4. Construction of parking spaces 5. Installation of electrical equipment 6. Installation of security and safety systems | Artificial Intelligence; Heating, ventilation and air conditioning (HVAC); Hyperscale Data Center |  |  | April 2026 - Planning activities are underway. March 2026 - The project is facing local opposition and planning commission has requested to submit new planning application. November 2025 - Planning activities are underway. September 2025 - Nscale partnered with Microsoft to design the UK’s largest NVIDIA AI supercomputer at the Loughton campus. January 2025 - Planning activities are underway. April 2024 - Nscale announced plans to build data center in Loughton, Essex. | No Major Development | 0 | Not Funded / Unconfirmed | Private | Microsoft Corp;Nscale AS
558082 | 558082 | 2026-04-28 13:08 | Humain – 250MW Data Centre in Riyadh – Ar Riyad | Humain – 250MW Data Centre in Riyadh – Ar Riyad | https://construction.globaldata.com/Projects/Overview/558082 | Tender | Parent | 2000 | 2026 Q1 | 2026 Q4 | 2028 Q4 | Middle East and Africa | Saudi Arabia | Ar Riyad | Riyadh |  |  | Commercial & Leisure | Data Center | Data Center |  | Medium | New | Onshore | Humain, a Saudi artificial intelligence company is planning to undertake the construction of 250MW data center under 6 Gigawatts AI Datacenter in Saudi Arabia. It will include redundant power supply, advanced cooling systems optimised for GPU-dense racks, and high-bandwidth fibre connectivity for both regional and global access. The centre will serve both sovereign AI programmes and external enterprise customers, ensuring compliance with data sovereignty. Its design will incorporate the latest technology in power efficiency, cooling, and reliability to function continuously in a desert climate. The project involves the construction of a data center building. It also includes the construction of administrative space, parking facilities, associated facilities, HVAC installation, Earthworks, site preparation, and land development Testing, commissioning and reliability verification of systemspower systems installation, and safety and security systems. | 24.6877 | 46.7219 | Humain, a Saudi artificial intelligence company is planning to undertake the construction of 250MW data center under 6 Gigawatts AI Datacenter in Saudi Arabia. It will include redundant power supply, advanced cooling systems optimised for GPU-dense racks, and high-bandwidth fibre connectivity for both regional and global access. The centre will serve both sovereign AI programmes and external enterprise customers, ensuring compliance with data sovereignty. Its design will incorporate the latest technology in power efficiency, cooling, and reliability to function continuously in a desert climate. The US$2000 million project includes the following: 1. Construction of 250MW data center 2. Construction of an administrative space 3. Installation of electrical equipment 4. Installation of power systems 5. Installation of the safety and security system 6. Earthworks, site preparation, and land development 7. Testing, commissioning and reliability verification of systems 6. Construction of associated facilities |  | Datacenter campus is planned to be built in Saudi Arabia. |  | April 2026 - The main contract tender has been issued and the bid submission deadline is on May 4, 2026. Nesma & Partners, James L Williams, Alec and the JV of El-Seif Engineering Contracting and Larsen & Toubro, JV of FCC construction and Alfanar Projects, and JV of Al Bawani and Orascom are invited to bid. January 29, 2026 - Humain has signed a Strategic Financing Framework Agreement with National Infrastructure Fund to develop the project. | Major Tender Work in Progress | 2 | Not Funded / Unconfirmed | Public | Al-Mustaqbal Lil-Thaka Al-Istinai Co
512461 | 505383 | 2026-04-28 13:08 | Sime Darby – Elmina Business Park Data Center: Campus I – Selangor | Sime Darby – Elmina Business Park Data Center – Selangor | https://construction.globaldata.com/Projects/Overview/512461 | Construction Complete | Sub | 447 | 2023 Q2 | 2024 Q4 | 2026 Q2 | Asia-Pacific | Malaysia | Selangor |  | Sungai Buloh, Elmina Business Park. |  | Commercial & Leisure | Data Center | Data Center |  |  | New | Onshore | Sime Darby Property Bhd has undertaken the construction of a hyperscale data center at Elmina Business Park called "EBP1A" in Sungai Buloh, Selangor, Malaysia. The project involved the construction of a data center with a consumption capacity of 100MW on 19.8296ha of land. It included the construction of server rooms, meeting rooms, administrative spaces and parking spaces, and the installation of generators, related equipment, cooling systems, and safety and security systems. The facility is committed to operating on 100% renewable energy, and it will utilise a water-cooling system. Sime Darby Property and Google signed an agreement for the development of the project. Under the terms of the agreement, the project will be developed via a built-to-suit lease arrangement, and it will be leased to Google upon completion. Engenious Solutions Sdn Bhd as the electrical subcontractor, and Cergas Setia Construction Sdn Bhd and Irama Duta Sdn Bhd are the civil subcontractors. Akiprima as architect, and LFE Corp Bhd as MEP subcontractor. In May 2024, Sime Darby awarded a US$173 million construction contract to Gamuda Engineering Sdn Bhd. In May 2025, Sime Darby awarded a US$13 million mechanical, electrical and plumbing fit-out work contract to LFE Corp Bhd. Construction works were commenced in October 2026 and were completed in April 2026. | 3.2278 | 101.5236 | The project involved the construction of a hyperscale data center with a consumption capacity of 100MW on 19.8296ha of land in Selangor, Malaysia. The US$447 million project included the following: 1. Construction of server rooms 2. Construction of meeting rooms 3. Construction of administrative spaces 4. Construction of parking spaces 5. Installation of generators 6. Installation of related equipment 7. Installation of safety and security systems | Heating, ventilation and air conditioning (HVAC); Hyperscale Data Center |  |  | April 2026 - Construction works were completed. October 2025 - Construction activities are underway. August 2025 - Construction activities are underway. July 2025 - Construction works are underway. October 2024 - A ground breaking ceremony was held, marking the start of construction. November 2023 - Planning activities are underway. Q2 2023 - Google LLC announced plans to build a data center in Selangor. | Construction Completed | 5 | Not Funded / Unconfirmed | Private | Sime Darby Property Bhd | Gamuda Engineering Sdn Bhd | Akitek Akiprima Sdn Bhd | Gamuda Engineering Sdn Bhd
505383 | 505383 | 2026-04-28 13:08 | Sime Darby – Elmina Business Park Data Center – Selangor | Sime Darby – Elmina Business Park Data Center – Selangor | https://construction.globaldata.com/Projects/Overview/505383 | Execution | Parent | 2000 | 2023 Q1 | 2024 Q4 | 2027 Q3 | Asia-Pacific | Malaysia | Selangor |  | Elmina Business Park | 47000 | Commercial & Leisure | Data Center | Data Center |  |  | New | Onshore | Sime Darby Property Bhd ( SIMEPROP) is undertaking the construction of a hyperscale data center campus at Elmina Business Park in Klang Valley, northwest of Kuala Lumpur, in Sungai Buloh, Selangor, Malaysia. The project involves the construction of a 100,000m2 data center campus with a combined capacity of up to 350MW on 50.9ha of land. It includes the construction of server rooms, meet-me rooms, administrative spaces, and parking spaces, and the installation of generators, related equipment, cooling systems, and safety and security systems. The project is developed in phases. The first phase includes the construction of a 100MW data center (EBP1A) on 19.82ha of land. Engenious Solutions Sdn Bhd is the electrical subcontractor, and Cergas Setia Construction Sdn Bhd and Irama Duta Sdn Bhd are the civil subcontractors, and WT Partnership is a quantity surveyor and cost consultant, Akiprima is the architect, and LFE Corp Bhd is the MEP consultant. The second phase includes a 250MW data center on 31ha of land, developed in two packages. Kee Ming Group Bhd is an electrical subcontractor, and IJM construction as the general contractor. In May 2024, SIMEPROP awarded a US$173 million construction contract to Gamuda Engineering Sdn Bhd. In December 2024, SIMEPROP signed a build-and-lease agreement with Pearl Computing Malaysia Sdn Bhd, a subsidiary of Google, for the second campus. The project will be operated under 20-year lease agreements with Pearl Computing Malaysia Sdn Bhd, with options to extend for two additional five-year terms. In May 2025, SIMEPROP awarded a US$13 million mechanical, electrical and plumbing fit-out work contract to LFE Corp Bhd for phase one. On October 24, 2025, SIMEPROP awarded a US$298 million (Package 1) construction contract to IJM Construction Sdn Bhd. The contract covers the construction, completion, testing, and commissioning of the facility’s core and shell, along with related infrastructure works. On October 30, 2025, IJM Construction also secured another US$208 million contract for mechanical and electrical (M&E) fit-out works. The scope of the work includes fit-out works for one data hall, including the supply and installation of mechanical, electrical, security and telecommunication systems, as well as the coordination, testing and commissioning of all systems, services and equipment. On April 1, 2026, SIMEPROP awarded a US$16 million (Package 2) contract to IJM Construction Sdn Bhd for the main building works (core and shell), it is an extension of the initial works of package 1. On April 3, 2026, Kee Ming Group Bhd’s wholly-owned unit Kee Ming Electrical Sdn Bhd signed a US$1.6 million subcontract with SIMEPROP for electrical and commissioning works. The scope of works includes fit-out, supply and installation of electrical and commissioning & testing works for the installation of data centre halls 1 and 3, including logistics for the project. These electrical works are expected to be completed in December 2026. SIMEPROP has adopted Glodon Cubicost TME, a Building Information Modelling (BIM) based quantity take-off (QTO) software system that automates material measurement and cost estimation. Construction works on phase one were commenced in October 2024 and were completed in April 2026. Construction works of Package 2 of the second phase is scheduled to begin in the second quarter of 2026, and the overall project is scheduled to be completed by the third quarter of 2027. | 3.2241 | 101.5204 | The project involves the construction of a 100,000m2 data center campus with a combined capacity of 350MW on 50.9ha of land in Sungai Buloh, Selangor, Malaysia. The US$2,000 million project includes the following: 1. Construction of server rooms 2. Construction of meet-me rooms 3. Construction of administrative spaces 4. Construction of parking spaces 5. Installation of generators 6. Installation of related equipment 7. Installation of safety and security systems | Heating, ventilation and air conditioning (HVAC); Hyperscale Data Center |  |  | April 2026 - Construction works on the Package 1 (core and shell) are underway. April 2026 - Construction works of phase one were completed. April 2026 - Sime Darby awarded a US$1.6 million contract to IJM Construction Sdn Bhd for the second phase data center. Q4 2025 - Construction works on phase two were commenced. October 2025 - Sime Darby awarded a US$208 million mechanical and electrical fit-out works contract to IJM Construction. October 2025 - Sime Darby awarded a US$298 million construction contract to IJM Construction Sdn Bhd for the phase two data center. July 2025 - Construction activities are underway. October 2024 - A groundbreaking ceremony was held, marking the start of construction for the first data center. May 2024 - Sime Darby awarded a US$173 million construction contract to Gamuda Engineering Sdn Bhd. Q1 2023 - Sime Darby Property announced plans for the construction of a data center at Elmina Business Park. | Project work on Schedule | 1 | Not Funded / Unconfirmed | Private | Sime Darby Property Bhd | Gamuda Engineering Sdn Bhd;IJM Construction Sdn Bhd | Akitek Akiprima Sdn Bhd | Gamuda Engineering Sdn Bhd;Glodon Co Ltd;WT Partnership M Sdn Bhd
551589 | 505383 | 2026-04-28 12:21 | Sime Darby – Elmina Business Park Data Center: Campus II – Selangor | Sime Darby – Elmina Business Park Data Center – Selangor | https://construction.globaldata.com/Projects/Overview/551589 | Execution | Sub | 1252 | 2024 Q4 | 2025 Q4 | 2028 Q1 | Asia-Pacific | Malaysia | Selangor |  | Elmina Business Park | 47000 | Commercial & Leisure | Data Center | Data Center |  |  | New | Onshore | Sime Darby Property Bhd (SIMEPROP) is undertaking the construction of a hyperscale data center campus at Elmina Business Park in Klang Valley, northwest of Kuala Lumpur, in Sungai Buloh, Selangor, Malaysia. The project involves the construction of a data center campus with a combined capacity of up to 250MW on 31.16ha of land. It includes the construction of server rooms, meet-me rooms, administrative spaces and parking spaces, and the installation of generators, equipment, cooling systems, and safety and security systems. SIMEPROP and Google signed an agreement for the development of the project. Under the terms of the agreement, the project will be developed via a built-to-suit lease arrangement, and it will be leased to Google upon completion. The facility is committed to operating on 100% renewable energy and Google has signed a 21-year Power Purchase Agreement (PPA) with TotalEnergies to supply 20MW of certified renewable electricity from the planned Citra Energies solar plant for its Malaysian operations. The campus will use advanced water-cooling technology. Akitek Akiprima Sdn Bhd has been appointed as an architect. On October 24, 2025, SIMEPROP awarded a US$298 million (Package 1) construction contract to IJM Construction Sdn Bhd. The contract covers the construction, completion, testing, and commissioning of the facility’s core and shell, along with related infrastructure works. On October 30, 2025, IJM Construction also secured another US$208 million contract for mechanical and electrical (M&E) fit-out works. The scope of the work includes fit-out works for one data hall, including the supply and installation of mechanical, electrical, security and telecommunication systems, as well as the coordination, testing and commissioning of all systems, services and equipment. On April 1, 2026, SIMEPROP awarded a US$16 million (Package 2) contract to IJM Construction Sdn Bhd for the main building works (core and shell), it is an extension of the initial works of package 1. On April 3, 2026, Kee Ming Group Bhd’s wholly-owned unit Kee Ming Electrical Sdn Bhd signed a US$1.6 million subcontract with SIMEPROP for electrical and commissioning works. The scope of works includes fit-out, supply and installation of electrical and commissioning & testing works for the installation of data centre halls 1 and 3, including logistics for the project. These electrical works are expected to be completed in December 2026. In the fourth quarter of 2025, construction works commenced on the Package 1 core and shell works, while construction works on the Package 2 is scheduled to commence in the second quarter of 2026 with completion on both packages expected in the second quarter of 2027. Construction work on the M&E fit-out works are expected to be commenced in the third quarter of 2026 with completion scheduled for the first quarter of 2028. | 3.224 | 101.5195 | The project involves the construction of a hyperscale data center campus with a combined capacity of 250MW on 31.16ha of land in Sungai Buloh, Selangor, Malaysia. The US$1,252 million project includes the following: 1. Construction of server rooms 2. Construction of meet-me rooms 3. Construction of administrative spaces 4. Construction of parking spaces 5. Installation of generators 6. Installation of equipment 7. Installation of safety and security systems | Heating, ventilation and air conditioning (HVAC); Hyperscale Data Center |  |  | April 2026 - Construction works on the Package 1 (core and shell) are underway. April 2026 - Kee Ming Group Bhd’s wholly-owned unit Kee Ming Electrical Sdn Bhd signed a US$1.6 million subcontract with SIMEPROP for electrical and commissioning works. April 2026 - SIMEPROP awarded a US$16 million (Package 2) contract to IJM Construction Sdn Bhd for the main building works (core and shell). December 2025 - Construction works commenced on the Package 1 core and shell works. October 2025 - IJM Construction also secured another US$208 million contract for mechanical and electrical (M&E) fit-out works. October 2025 - SIMEPROP awarded a US$298 million (Package 1) construction contract to IJM Construction Sdn Bhd. December 2024 - Sime Darby Property announced plans for the construction of a data center at Elmina Business Park. | Project work on Schedule | 1 | Not Funded / Unconfirmed | Private | Sime Darby Property Bhd | IJM Construction Sdn Bhd | Akitek Akiprima Sdn Bhd
475508 | 475508 | 2026-04-28 12:02 | Lumcloon Eng/ SK Ecoplant – Westmeath Data Center – Leinster | Lumcloon Eng/ SK Ecoplant – Westmeath Data Center – Leinster | https://construction.globaldata.com/Projects/Overview/475508 | On Hold | Parent | 1024 | 2023 Q2 | Awaiting Confirmation |  | Europe | Ireland | Leinster |  | 2km southwest of Rochfortbridge, Westmeath |  | Commercial & Leisure | Data Center | Data Center | Solar PV; Gas; Energy Storage |  | New | Onshore | SK Ecoplant and Red Admiral, a subsidiary of Lumcloon Energy, is planning to build a data center and a solar farm on 242.8ha of land in Westmeath, Leinster, Ireland. The project involves the construction of a 250MW data center on 39ha of land. It includes the construction of six two-story data buildings with a gross floor area of 28,561m2 each, data halls fitted with server racks and distribution units, mechanical and electrical plant rooms, administration and support areas including, reception, offices, meeting rooms and welfare facilities. It also includes the construction of a Decentralised Energy Resource (DER) on 192ha of land adjoining the data center facility. It includes the construction of a 160MW Solid Oxide Fuel Cell (SOFC) Power System, a 250MW Battery Energy Storage System (BESS), and a 130MW Solar PV farm. Rather than relying heavily on the national grid, it will generate, store, and manage its own energy on-site using a combination of technologies. It integrates advanced decentralised energy resource technologies, enabling the facility to achieve independence while actively supporting the national electricity grid. The project is being designed to meet Leadership in Energy and Environmental Design (LEED) standards. In November 2023, SK Ecoplant and Red Admiral signed a memorandum of understanding (MOU) agreement to develop the project. In December 2024, Red Admiral submitted a pre-application consultation to An Bord Pleanála. In July 2025, Red Admiral submitted a planning application to the An Bord Pleanála. In September 2025, the project has been put on hold due to concerns raised by the Westmeath County Council regarding the environment, water supply, and infrastructure. | 53.1043 | -8.359 | The project involves the construction of a data center and a solar farm on 242.8ha of land in Westmeath, Leinster, Ireland. The US$1,024 million project includes the following: 1. Construction of six two-story data buildings 2. Construction of data halls fitted with server racks and distribution units 3. Construction of mechanical and electrical plant rooms 4. Construction of administration and support areas 5. Construction of parking space 6. Construction of a 160MW solid oxide fuel cell power system 7. Construction of a 250MW battery energy storage system 8. Construction of a 130MW solar PV farm 9. Installation of safety and security systems | Energy storage; Heating, ventilation and air conditioning (HVAC); Hyperscale Data Center; LEED |  |  | April 2026 - The project continues to be on hold. October 2025 - The project continues to be on hold. September 2025 - The project has been put on hold due to concerns regarding the environment, water supply, and infrastructure. August 2025 - The project is awaiting for approval. July 2025 - Red Admiral submitted a planning application to the An Bord Pleanála. January 2025 - Project is awaiting for pre-application consultation approvals. December 2024 - Red Admiral submitted a pre-application consultation to An Bord Pleanála. November 2023 - SK Ecoplant and Red Admiral signed a memorandum of understanding (MOU) agreement to develop the project. Q2 2023 - SK Ecoplant and Lumcloon Energy and announced plans to build data center in Westmeath. | No Major Development | 0 | Not Funded / Unconfirmed | Private | Lumcloon Energy;SK Ecoplant Co Ltd
536093 | 536093 | 2026-04-28 11:43 | OpenAI/ Oracle Corp/ Related Cos – The Barn Data Center Campus – Michigan | OpenAI/ Oracle Corp/ Related Cos – The Barn Data Center Campus – Michigan | https://construction.globaldata.com/Projects/Overview/536093 | Execution | Parent | 16000 | 2025 Q1 | 2026 Q1 | 2029 Q1 | North America | United States | Michigan | Detroit | north side of US-12 (Michigan Avenue) between the small city of Saline and Clinton | 48176 | Commercial & Leisure | Data Center | Data Center |  |  | New | Onshore | OpenAI LLC, Oracle Corp, and Related Companies LP, through its data center development and investment platform Related Digital, are undertaking the construction of a hyperscale data center campus in Saline Township, Washtenaw County, Detroit, Michigan, the US. The project involves the construction of a 204,386m2 data center campus comprising three, 51,097m2 single-story data center buildings on 101ha of land with a combined capacity of 1,000MW. It includes the construction of a 7,430m2 15-unit generator building, a 9,290m2 warehouse and a small administrative office building. The project is being developed for Oracle as part of its partnership with OpenAI to expand artificial intelligence (AI) compute capacity across the United States. DTE Electric is supplying 1.4GW of the power to the facility, and the project will utilize a closed-loop air cooling system. The project has been designed to meet the requirements for LEED Leadership in Energy and Environmental Design) certification. The data center is projected to create approximately 2,500 construction jobs and 450 operational jobs upon completion. Walbridge Aldinger Co. has been appointed as the general contractor. In October 2025, DTE Electric filed an application with the Michigan Public Service Commission (MPSC) for approval of special contracts for electric service between the utility and Green Chile Ventures LLC, a wholly owned subsidiary of Oracle Corporation. MPSC conditionally approved special power contracts and DTE Electric has accepted all the conditions outlined by MPSC. In December 2025, Blue Owl had been engaged in discussions with lenders and Oracle regarding a potential investment in the data center project; however, talks have stalled and Blue Owl is no longer expected to participate. Blackstone has since entered discussions to serve as a financial partner, though no agreement has been finalized. Simultaneously, the developers have commenced preliminary site works. In April 2026, financing has been secured for the data center campus. The financing includes equity from Related Digital and funds affiliated with Blackstone, and fixed-rate, long term debt financing anchored by PIMCO-managed funds and accounts. Bank of America served as structuring agent and financial advisor, with Goldman Sachs and Wells Fargo also serving as advisors to Related Digital. Simultaneously, construction on the first data center buildings is underway and expected to be completed by the first quarter of 2027. | 42.3314 | -83.0457 | The project involves the construction of a 204,386m2 data center campus on 101ha of land with a combined capacity of 1,000MW in Washtenaw County, Detroit, Michigan, the US. The US$16,000 million project includes the following: 1. Construction of three single-story data center buildings with a gross floor area of 51,097m2 each 2. Construction of a 7,430m2 building which will have 15 generators 3. Construction of a 9,290m2 warehouse and a small administrative office building 4. Installation of servers 5. Installation of electrical equipment 6. Installation of safety and security systems | Heating, ventilation and air conditioning (HVAC); Hyperscale Data Center; LEED |  |  | April 2026 - The funding has been secured for the data center campus and simultaneously vertical construction on the first data center building is underway. March 2026 - Construction works commenced on the first data center building. January 2026 - DTE Energy has accepted all the conditions that the Michigan Public Service Commission outlined in its conditional approval of special contracts to power the project. December 18, 2025 - The Michigan Public Service Commission conditionally approved special power contracts between the data center and utility DTE Energy. November 2025 - The project awaiting approval from the Michigan Public Service Commission. October 2025 - The project is facing a delay due to local opposition. September 2025 - The Saline Township Board rejected the rezoning application and a lawsuit filed against the project. August 2025 - A public hearing was held by the Saline Township Planning Commission to grant the rezoning of the land from agricultural to I-1 Industrial. Q1 2025 - Related Digital announced plans to build a data center campus in Saline Township. | Funding Secured | 2 | Partially Funded | Private | OpenAI LLC;Oracle Corp;The Related Companies LP | Walbridge Aldinger Co
564435 | 563807 | 2026-04-28 11:16 | Jinko Power – Zhongwei Computing Power Center: Phase III – Ningsia Hui Autonomous Region | Jinko Power – Zhongwei Computing Power Center – Ningsia Hui Autonomous Region | https://construction.globaldata.com/Projects/Overview/564435 | Planning | Sub | 1246 | 2026 Q2 | 2028 Q4 | 2030 Q4 | Asia-Pacific | China | Ningsia Hui Autonomous Region |  |  |  | Commercial & Leisure | Data Center | Data Center |  | Medium | New | Onshore | Jinko Power Technology Co. Ltd (JINKO) is planning to construct an intelligent computing power center: phase III in Zhonwei, Ningxia, China. The project involves the construction of an intelligent computing power center: phase II with a power capacity of 300MW. It also includes the construction of data rooms, office buildings, expert buildings, 50,000 server racks, server rooms, an administrative office, and parking facilities, and the installation of equipment and safety and security systems. | 37.5022 | 105.2085 | The project involves the construction of an intelligent computing power center: phase III with a power capacity of 300MW in Zhonwei, Ningxia, China. The US$1,246 million project includes the following: 1. Construction of data rooms 2. Construction of office buildings 3. Construction of expert buildings 4. Construction of server racks 5. Construction of server rooms 6. Construction of an administrative office 7. Construction of parking facilities 8. Installation of equipment and safety and security systems |  |  |  | April 2026 - Planning activities are underway. April 2026 - JINKO announced plans to build a computing power center: phase III in Zhonwei, Ningxia, China. | Project work on Schedule | 1 | Not Funded / Unconfirmed | Private | Jinko Power Technology Co Ltd
564434 | 563807 | 2026-04-28 11:16 | Jinko Power – Zhongwei Computing Power Center: Phase II – Ningsia Hui Autonomous Region | Jinko Power – Zhongwei Computing Power Center – Ningsia Hui Autonomous Region | https://construction.globaldata.com/Projects/Overview/564434 | Planning | Sub | 880 | 2026 Q2 | 2028 Q2 | 2029 Q2 | Asia-Pacific | China | Ningsia Hui Autonomous Region |  |  |  | Commercial & Leisure | Data Center | Data Center |  | Medium | New | Onshore | Jinko Power Technology Co. Ltd (JINKO) is planning to construct an intelligent computing power center: phase II in Zhonwei, Ningxia, China. The project involves the construction of an intelligent computing power center: phase II with a power capacity of 300MW. It also includes the construction of data rooms, office buildings, expert buildings, 50,000 server racks, server rooms, an administrative office, and parking facilities, and the installation of equipment and safety and security systems. | 37.5022 | 105.2085 | The project involves the construction of an intelligent computing power center: phase II with a power capacity of 300MW in Zhonwei, Ningxia, China. The US$880 million project includes the following: 1. Construction of data rooms 2. Construction of office buildings 3. Construction of expert buildings 4. Construction of server racks 5. Construction of server rooms 6. Construction of an administrative office 7. Construction of parking facilities 8. Installation of equipment and safety and security systems |  |  |  | April 2026 - Planning activities are underway. April 2026 - JINKO announced plans to build a computing power center: phase II in Zhonwei, Ningxia, China. | Project work on Schedule | 1 | Not Funded / Unconfirmed | Private | Jinko Power Technology Co Ltd
564433 | 563807 | 2026-04-28 11:16 | Jinko Power – Zhongwei Computing Power Center: Phase I – Ningsia Hui Autonomous Region | Jinko Power – Zhongwei Computing Power Center – Ningsia Hui Autonomous Region | https://construction.globaldata.com/Projects/Overview/564433 | Planning | Sub | 1467 | 2026 Q2 | 2028 Q1 | 2029 Q4 | Asia-Pacific | China | Ningsia Hui Autonomous Region |  |  |  | Commercial & Leisure | Data Center | Data Center |  | Medium | New | Onshore | Jinko Power Technology Co. Ltd (JINKO) is planning to construct an intelligent computing power center: phase I in Zhonwei, Ningxia, China. The project involves the construction of an intelligent computing power center: phase I with a power capacity of 400MW. It also includes the construction of data rooms, office buildings, expert buildings, 50,000 server racks, server rooms, an administrative office, and parking facilities, and the installation of equipment and safety and security systems. | 37.5022 | 105.2085 | The project involves the construction of an intelligent computing power center: phase I with a power capacity of 400MW in Zhonwei, Ningxia, China. The US$1,467 million project includes the following: 1. Construction of data rooms 2. Construction of office buildings 3. Construction of expert buildings 4. Construction of server racks 5. Construction of server rooms 6. Construction of an administrative office 7. Construction of parking facilities 8. Installation of equipment and safety and security systems |  |  |  | April 28, 2026 - Planning activities are underway. April 2026 - JINKO announced plans to build a computing power center: phase I in Zhonwei, Ningxia, China. | Project work on Schedule | 1 | Not Funded / Unconfirmed | Private | Jinko Power Technology Co Ltd
563807 | 563807 | 2026-04-28 11:15 | Jinko Power – Zhongwei Computing Power Center – Ningsia Hui Autonomous Region | Jinko Power – Zhongwei Computing Power Center – Ningsia Hui Autonomous Region | https://construction.globaldata.com/Projects/Overview/563807 | Planning | Parent | 3593 | 2026 Q2 | 2028 Q1 | 2030 Q4 | Asia-Pacific | China | Ningsia Hui Autonomous Region |  |  |  | Commercial & Leisure | Data Center | Data Center |  | Medium | New | Onshore | Jinko Power Technology Co. Ltd (JINKO) is planning to construct an intelligent computing power center in Zhonwei, Ningxia, China. The project involves the construction of an intelligent computing power center on a site area of 53.33ha with a power capacity of 1000MW. It also includes the construction of data rooms, office buildings, expert buildings, 50,000 server racks, server rooms, an administrative office, and parking facilities, and the installation of equipment and safety and security systems. The project is being developed in three phases. The first phase includes a power capacity of 400MW, the second phase includes 300MW, and the third phase includes 300MW. | 37.5022 | 105.2085 | The project involves the construction of an intelligent computing power center on a site area of 53.33ha with a power capacity of 1000MW in Zhonwei, Ningxia, China. The US$3,593 million project includes the following: 1. Construction of data rooms 2. Construction of office buildings 3. Construction of expert buildings 4. Construction of 50,000 server racks 5. Construction of server rooms 6. Construction of an administrative office 7. Construction of parking facilities 8. Installation of equipment and safety and security systems |  |  |  | April 2026 - Planning activities are underway. April 16, 2026 - JINKO announced plans to build a computing power center in Zhonwei, Ningxia, China. | Project work on Schedule | 1 | Not Funded / Unconfirmed | Private | Jinko Power Technology Co Ltd
540867 | 540861 | 2026-04-27 18:04 | Consensus Core/ JTAI – Maritime AI Data Center Campus – Canada | Consensus Core/ JTAI – Midwestern and Maritime AI Data Center Program – Canada | https://construction.globaldata.com/Projects/Overview/540867 | Planning | Parent | 230 | 2025 Q1 | 2027 Q2 | 2030 Q4 | North America | Canada |  |  |  |  | Commercial & Leisure | Data Center | Data Center |  | Low | Expansion | Onshore | Convergence Compute LLC (Convergence Compute), a join venture between Jet.AI Inc. (JTAI) and Consensus Core Technologies Inc. (Consensus Core) is planning the construct a hyperscale data center in Canada. The project involves the expansion of power consumption capacity from 40MW to 100MW. It includes the construction of data halls, storage facilities, mechanical and electrical infrastructure, the installation of cooling systems, safety and security systems. The property is situated alongside an established large-scale critical energy hub with access to substantial natural gas resources. The project is committed to operating on 100% renewable energy. The facility draws power from the utility grid. The project aims to support the growing demand for AI workloads. | 60 | -110 | The project involves the construction of a data center campus with a power consumption capacity of 100MW in Canada. The US$230 million project includes the following: 1. Construction of data halls 2. Construction of storage facilities 3. Construction of mechanical and electrical infrastructure 4. Installation of cooling systems 5. Installation of safety and security systems | Heating, ventilation and air conditioning (HVAC); Hyperscale Data Center |  |  | April 2026 - Planning activities are underway. March 2026 - Convergence Compute executed letter of intent to acquire power from hydro and the producer's proposed wind farm for use by the Maritime campus. November 2025 - JTAI completed the site inspection. October 2025 - Planning activities are underway. Q1 2025 - Jet.AI Inc. and Consensus Core Technologies Inc. announced plans to build a hyperscale data center in Canada. | No Major Development | 0 | Not Funded / Unconfirmed | Private | Consensus Core Technologies Inc.;Jet.AI Inc
540865 | 540861 | 2026-04-27 18:03 | Consensus Core/ JTAI – Midwestern AI Data Center Campus – Canada | Consensus Core/ JTAI – Midwestern and Maritime AI Data Center Program – Canada | https://construction.globaldata.com/Projects/Overview/540865 | Planning | Parent | 230 | 2025 Q1 | 2027 Q2 | 2030 Q4 | North America | Canada |  |  |  |  | Commercial & Leisure | Data Center | Data Center |  | Low | Expansion | Onshore | Convergence Compute LLC (Convergence Compute), a join venture between Jet.AI Inc. (JTAI) and Consensus Core Technologies Inc. (Consensus Core) is planning the construct a hyperscale data center in Canada. The project involves the expansion of power capacity from 2MW to 100MW on 141ha of land. It includes the construction of data halls, storage facilities, mechanical and electrical infrastructure, the installation of cooling systems, safety and security systems. The property is located adjacent to a large-scale natural gas pipeline and infrastructure, enabling on-site power generation capabilities. The project draws power from the Utility grid and features a 115kV transmission line directly to the site, providing substantial power capacity for immediate and future expansion. The project aims to support the growing demand for AI workloads. | 60 | -110 | The project involves the construction of a data center campus with a power consumption capacity of 100MW on 141ha of land in Canada. The US$230 million project includes the following: 1. Construction of data halls 2. Construction of storage facilities 3. Construction of mechanical and electrical infrastructure 4. Installation of cooling systems 5. Installation of safety and security systems | Heating, ventilation and air conditioning (HVAC); Hyperscale Data Center |  |  | April 2026 - Planning activities are underway. March 2026 - Convergence Compute submitted a transmission power load study application and confirmed natural gas supply for up to six turbines at the campus. November 2025 - Convergence Compute executed a Letter of Intent to acquire 350 acres of property adjacent to the existing property owned by the Midwestern Project. October 2025 - Planning activities are underway. Q1 2025 - Jet.AI Inc. and Consensus Core Technologies Inc. announced plans to build a hyperscale data center in Canada. | No Major Development | 0 | Not Funded / Unconfirmed | Private | Consensus Core Technologies Inc.;Jet.AI Inc
540861 | 540861 | 2026-04-27 18:02 | Consensus Core/ JTAI – Midwestern and Maritime AI Data Center Program – Canada | Consensus Core/ JTAI – Midwestern and Maritime AI Data Center Program – Canada | https://construction.globaldata.com/Projects/Overview/540861 | Planning | Program | 460 | 2025 Q1 | 2027 Q2 | 2030 Q4 | North America | Canada |  |  |  |  | Commercial & Leisure | Data Center | Data Center | Overhead Lines | Low | Expansion | Onshore | Convergence Compute LLC (Convergence Compute), a join venture between Jet.AI Inc. (JTAI) and Consensus Core Technologies Inc. (Consensus Core) is planning to construct hyperscale data centers campuses in Canada. The project involves the two hyperscale data-center campuses-one in Midwestern Canada (Midwestern Project) and another in Maritime Canada (Maritime Project) expected to deliver up approximately 1.5GW of power capacity as demand for AI compute grows. It includes the construction of data halls, storage facilities, mechanical and electrical infrastructure, the installation of cooling systems, safety and security systems. The Midwestern Project has 2MW of operating capacity and the JV plans to increase capacity to 100MW. It features a 115kV transmission line directly to the site, providing substantial power capacity for immediate and future expansion. The property is strategically positioned adjacent to a large-scale natural gas pipeline and infrastructure, enabling on-site power generation capabilities. The Maritime Project has 40MW of immediately available substation capacity and is expected to begin operations at this level. Capacity is expected to increase to 100MW, with plans to ultimately scale beyond 1GW. The phased development includes the first 100MW of 500MW of initial capacity and can be eventually scaled up to 1.5GW of power capacity. The hyperscale campuses to serve the growing demand for AI infrastructure. In June 2025, JTAI and Consensus Core executed a definitive agreement to jointly develop a phased hyperscale data center campuses in Midwestern Canada and in Maritime Canada. In November 2025, Convergence Compute executed a letter of intent to acquire 350 acres of property adjacent to the existing property owned by the Midwestern Project and completion of the Maritime site inspection by JTAI. In March 2026, Convergence Compute submitted a transmission power load study application and natural gas supply confirmation for up to six turbines for the Midwestern campus. Convergence Compute also executed letter of intent to acquire power from hydro and the producer's proposed wind farm for use by the Maritime campus. | 60 | -110 | The program involves the construction of two hyperscale AI data center campuses with a power consumption capacity of 200MW in Canada. The US$460 million program includes the following: 1. Construction of data halls 2. Construction of storage facilities 3. Construction of mechanical and electrical infrastructure 4. Installation of cooling systems 5. Installation of safety and security systems | Heating, ventilation and air conditioning (HVAC); Hyperscale Data Center | [5 empty] | Not Funded / Unconfirmed | Private | Consensus Core Technologies Inc.;Jet.AI Inc
563957 | 563957 | 2026-04-27 17:58 | Turin Hoefler – 14 Hoefler Avenue Data Center – New York | Turin Hoefler – 14 Hoefler Avenue Data Center – New York | https://construction.globaldata.com/Projects/Overview/563957 | Planning | Parent | 3000 | 2024 Q3 | 2027 Q2 | 2030 Q4 | North America | United States | New York |  | 14 Hoefler Avenue | 13357 | Commercial & Leisure | Data Center | Data Center |  | Medium | Redevelopment | Onshore | Turin Hoefler Avenue LLC is planning to build a data center at 14 Hoefler Avenue in Ilion village, Herkimer County, New York, the US. The project involves the construction of a 23,225m2 data center with a consumption capacity of 200MW on 12.9 ha of land. It includes the construction of data halls, server rooms, a substation and the installation of generators and uninterruptible power supply (UPS) units, cooling systems and safety and security systems. EY has been appointed as the architect and HRP Associates, Inc. has been appointed as the environmental consultant. | 43.0137 | -75.0336 | The project involves the construction of a 23,225m2 data center with a consumption capacity of 200MW on 12.9 ha of land in Ilion village, Herkimer County, New York, the US. The US$3,000 million project includes the following: 1. Construction of data halls 2. Construction of server rooms 3. Construction of a substation 4. Installation of generators and uninterruptible power supply (UPS) units 5. Installation of the cooling system 6. Installation of safety and security systems | Heating, ventilation and air conditioning (HVAC) |  |  | April 2026 - Turin Hoefler Avenue LLC has filed a Brownfield Cleanup Program (BCP) application with the New York Department of Environmental Conservation. October 2024 - Environmental Site Assessment (ESA) has been completed by HRP Associates, Inc. Q3 2024 - Turin Hoefler Avenue LLC announced plans to build a data center at 14 Hoefler Avenue in Ilion village. | Major Authority Clearance Submitted | 1 | Not Funded / Unconfirmed | Private | Turin Hoefler Avenue LLC |  | Ernst & Young LLP | HRP ASSOCIATES, INC.
313643 | 313643 | 2026-04-27 17:11 | Naver Corp – Gak Sejong Data Center – Sejong-si | Naver Corp – Gak Sejong Data Center – Sejong-si | https://construction.globaldata.com/Projects/Overview/313643 | Execution | Parent | 485 | 2019 Q1 | 2021 Q1 | 2032 Q4 | Asia-Pacific | South Korea | Sejong-si |  | 4-2 living area |  | Commercial & Leisure | Data Center | Data Center | Parking Facilities |  | New | Onshore | Naver Corp. (Naver) is undertaking the construction of a hyperscale AI data center in Jiphyeon-dong, Sejong City, South Korea. The project involves the construction of a 290,000m2 data center with a capacity of 270MW across five stories, three below-ground and two above-ground. It will be implemented in six phases. The first stage includes the construction of a data center with a floor area of 142,771m2. It includes the construction of four server rooms, an operations facility, an accommodation building, and an information building. It also includes the construction of parking facilities and the installation of equipment and safety and security systems. Junglim Architecture has been appointed as the architect, HIMEC as the mechanical engineer, HanmiGlobal as the construction management consultant, and Neo-Cross Structure Engineering as the structural engineer, and FRONT Inc. as the facade consultant. Hyundai Engineering and Construction Co., Ltd has been appointed as the construction contractor for phase I, and construction was completed on the first phase in November 2023. The facility will be operated on solar and geothermal power, and it has been designed to be resistant to earthquakes up to magnitude 7. It will be equipped with generators and will use NAMU (NAVER Air Membrane Unit), an air conditioning system developed in-house, to cool the server room with natural wind. It is targeting LEED v4 Platinum certification. It is equipped to accommodate up to 600,000 server units, providing a total storage capacity of 65 exabytes. In April 2026, Naver secured a US$270 million loan from the country's Public Growth Fund by the South Korea Financial Services Commission (FSC). Construction of the second phase is scheduled to be completed in 2028, and the third phase is expected to be completed in 2029. | 37.5539 | 126.9922 | The project involves the construction of a 290,000m2 data center with a capacity of 270MW in Jiphyeon-dong, Sejong City, South Korea. The US$485 million project includes the following: 1. Construction of four server rooms 2. Construction of an operations facility 3. Construction of an accommodation building 4. Construction of an information building 5. Construction of parking facilities 6. Installation of equipment 7. Installation of safety and security systems | Artificial Intelligence; Heating, ventilation and air conditioning (HVAC); Hyperscale Data Center; LEED | A cloud data center is being developed in a 4-2 living area in Jiphyeon-dong, Sejong City. The project aims to provide new services based on artificial intelligence (AI), high-tech businesses such as fifth-generation (5G) networks, robots, big data, cloud computing, and autonomous driving technologies, and handle the explosive surge of data traffic that will follow the new services, and also created 3,064 jobs in the region. The project was initially planned in Yongin, Gyeonggi Province. However, the plans were canceled in June 2019, due to opposition from residents. |  | April 2026 - Naver has secured funding from the Financial Services Commission (FSC) to expand its data center operations. November 2025 - Naver is in the process of constructing the second phase. March 27, 2025 - We have not been able to obtain further updates on this project. We have retained the same project stage and amended the key dates accordingly. We will update the profile as soon as we obtain any new information. November 2023 - Construction works were completed on Phase 1. May 2023 - First-stage construction activities are nearing completion. February 2023 - First-stage construction activities are underway. October 2022 - 80% of the construction works are completed in the first-stage. July 2022 - Construction works on the first stage are underway. February 2022 - Construction works on the first stage are underway. September 2021 - Construction works on the first stage are underway. February 2021 - Construction works commenced. November 2020 - Design activities are underway. October 07, 2020 - Hyundai E&C was selected as the preferred negotiator for civil engineering construction and construction consulting September 2020 - Site preparatory works are underway. February 06, 2020 - Junglim Architecture, HDR, and One O One Architects Consortium have been appointed as architects. October 2019 - Sejong City is finalized as preferred location. July 2019 - Tender for a preferred location issued. Q1 2019 - Naver plans to build a second cloud data center in South Korea. | Funding Secured | 2 | Partially Funded | Private | Naver Corp | Hyundai Engineering & Construction Co Ltd | HDR Inc;Junglim Architecture Co Ltd;ONE O ONE Architects | Front Inc;Hanil Mechanical Electrical Consultants Ltd;Neo Cross Structure Engineering Co Ltd
362487 | 362487 | 2026-04-27 16:50 | Space DC – MNL1 Data Center Campus – Calabarzon | Space DC – MNL1 Data Center Campus – Calabarzon | https://construction.globaldata.com/Projects/Overview/362487 | Planning | Parent | 700 | 2021 Q1 | 2027 Q2 | 2030 Q2 | Asia-Pacific | Philippines | Calabarzon | Cainta | Greater Manila, Rizal. | 1800 | Commercial & Leisure | Data Center | Data Center |  | Low | New | Onshore | Space DC Pte Ltd (SpaceDC) (formerly Polymer Connected) is planning to construct a Tier III, hyperscale data centre campus in Cainta, Greater Manila, Philippines. The project involves the construction of a 12-four-story, data centre campus on a 43,000m2 area with a consumption capacity of 72MW. It includes the construction of 48 data halls of 1.5MW capacity each, a single-story data centre building with 0.7MW capacity, a four-story administration building, four meet-me-rooms and parking spaces, and the installation of natural gas generators, transformers, safety and security systems. It will also include 192 and 258 racks per data hall with an average density design of between 8kW and 6kW per rack. The facility is committed to operating on 100% renewable energy and will feature air cooling systems with N+1 and N+2 CRAC units. It will achieve a target PUE of 1.3. It is equipped with N+1 reliable uninterruptible power supply (UPS) units and N+1 diesel backup generators. Jones Lang LaSalle (JLL) was appointed as the project manager. | 14.5786 | 121.1222 | The project involves the construction of a 12-four-story, data centre campus on a 43,000m2 area with a consumption capacity of 72MW in Cainta, Greater Manila, the Philippines. The US$700 million project includes the following: 1. Construction of 48 data halls of 1.5MW capacity each 2. Construction of a single-story data center of 0.7MW capacity 3. Construction of a four-story administration building 4. Construction of four meet-me-rooms 5. Construction of parking spaces 6. Installation of natural gas generators 7. Installation of transformers 8. Installation of underground cable pathways 9. Installation of safety and security systems | Colocation Data Center; Fire protection; Green data center; Heating, ventilation and air conditioning (HVAC); Tier 3 Data Center |  | https://spacedc.com/data-centers/mnl-1/ | April 2026 - Planning activities are underway. October 2025 - Planning activities are underway. May 2025 - Planning activities are underway. November 2024 - Planning activities are underway. February 2024 - Planning activities are underway. November 2023 - We have not been able to obtain further updates on this project. We have retained the same project stage and amended the key dates accordingly. We will update the profile as soon as we obtain any new information. May 2023 - We have not been able to obtain further updates on this project. We have retained the same project stage and amended the key dates accordingly. We will update the profile as soon as we obtain any new information. November 2022 - Planning activities are underway. June 2022 - Planning activities are underway. February 2022 - Planning activities are underway. Q1 2021 - SpaceDC announced plans to build a data center campus in Cainta, Greater Manila, the Philippines. | No Major Development | 0 | Not Funded / Unconfirmed | Private | Space DC Pte Ltd |  |  | JLL Philippines
553715 | 553715 | 2026-04-27 16:25 | AWS – Project Steamboat AI Data Center – Mississippi | AWS – Project Steamboat AI Data Center – Mississippi | https://construction.globaldata.com/Projects/Overview/553715 | Planning | Parent | 3000 | 2025 Q2 | 2026 Q4 | 2028 Q4 | North America | United States | Mississippi | Vicksburg |  |  | Commercial & Leisure | Data Center | Data Center |  | Medium | New | Onshore | Amazon Web Services Inc (AWS) is planning to undertake the construction of an AI, hyperscale data center campus in Vicksburg, Warren County, Mississippi, the US. The project involves the construction of a data center campus. It includes the construction of data halls, office space, conference rooms, a break area and a substation and the installation of generators, cooling systems, and safety and security systems. The project will source power from Entergy Mississippi. The construction works are scheduled to commence in 2026 and be completed by 2029. | 32.2833 | -90.9172 | The project involves the construction of a data center campus in Vicksburg, Warren County, Mississippi, the US. The US$3,000 million project includes the following: 1. Construction of data halls 2. Construction of conference rooms 3. Construction of break area 4. Construction of meet-me-rooms 5. Construction of office space 6. Construction of a substation 7. Installation of generators 8. Installation of cooling systems 9. Installation of safety and security systems | Hyperscale Data Center |  |  | April 2026 - Planning activities are underway. November 2025 - The project is in the early stages of planning. Q2 2025 - AWS announced plans to build a data center in Mississippi. | No Major Development | 0 | Not Funded / Unconfirmed | Private | Amazon Web Services Inc
540841 | 540841 | 2026-04-27 16:21 | Hscale – OSL3 Data Center – Oslo | Hscale – OSL3 Data Center – Oslo | https://construction.globaldata.com/Projects/Overview/540841 | Planning | Parent | 1800 | 2025 Q1 | Awaiting Confirmation |  | Europe | Norway | Oslo | Oslo |  |  | Commercial & Leisure | Data Center | Data Center |  | Low | New | Onshore | Hscale Ltd, a subsidiary of Bain Capital, is planning to undertake the construction of a center in Oslo, Norway. The project involves the construction of a data center comprising three buildings with a total consumption capacity of 120MW on 19ha of land. It includes the construction of data halls, a substation, conference rooms, break rooms, meet-me rooms, server rooms and parking spaces, and the installation of racks and safety and security systems. The facility is committed to operating on renewable energy from solar and wind power and will have a target Power Usage Effectiveness (PUE) of 1.2. It is equipped with N+1 reliable uninterruptible power supply (UPS) units and diesel generators for backup power systems. It also features an N+1 natural cooling system, ensuring optimal performance and efficiency with maximum reliability. The construction is expected to be completed in the fourth quarter of 2028. | 59.9127 | 10.7461 | The project involves the construction of a data center comprising three buildings with a total consumption capacity of 120MW on 19ha of land in Oslo, Norway. The US$1,800 million project includes the following: 1. Construction of data halls 2. Construction of conference rooms 3. Construction of a substation 4. Construction of meet-me rooms 5. Construction of parking spaces 6. Installation of generators 7. Installation of racks 8. Installation of safety and security systems |  |  |  | April 27, 2026 - We have not been able to obtain further updates on this project. We have retained the same project stage and amended the key dates accordingly. We will update the profile as soon as we obtain any new information. October 2025 - Planning activities are underway. May 2025 - The project is in the early planning stage. Q1 2025 - Hscale Ltd announced plans to build a data center in Oslo. | Information Unavailable |  | Not Funded / Unconfirmed | Private | Hscale Ltd
419749 | 407824 | 2026-04-27 15:38 | DTP – Area 31 Data Center: Phase II – West Java | DTP – Area 31 Data Center – West Java | https://construction.globaldata.com/Projects/Overview/419749 | Planning | Sub | 30 | 2016 Q3 | 2026 Q4 | 2028 Q4 | Asia-Pacific | Indonesia | West Java | Depok | Jl. Raya Tapos No.31, Cimpaeun, Kec. Tapos | 16459 | Commercial & Leisure | Data Center | Data Center |  | Low | New | Onshore | PT Dwi Tunggal Putra (DTP), through its subsidiary PT Dunia Virtual Online (DVO), is planning to construct a colocation Tier III data center in West Java, Indonesia. The project involves the construction of a data center with a capacity of 10MW. It includes the construction of four, 425m2 data halls each with 600 rack capacity, four generator room units, co-working space, a security operations center, parking facilities, the installation of related equipment, safety and security systems. The facility draws power from the utility grid and features an N+1 generator configuration for backup. For cooling, the data center employs an N+2 Computer Room Air Conditioning (CRAC) system, providing enhanced redundancy and efficiency. AREA31 has received the certification of Rated 3 Facilities and ISO/IEC 22237 Availability Class 3 & Protection Class 3 from EPI. PT Indonesia Pondasi Raya has been appointed as the contractor, PT. Tatamulia Nusantara Indah appointed as MEP consultant, and PT Rekaguna Abdidaya appointed as an architect. Construction works are expected to be completed in 2028. | -6.4 | 106.8186 | The project involves the construction of a data center with a capacity of 10MW in West Java, Indonesia. The US$30 million project includes the following: 1. Construction of four data halls with 600 racks 2. Construction of four generator room units 3. Construction of co-working space 4. Construction of a security operations center 5. Construction of parking facilities 6. Installation of related equipment 7. Installation of safety and security systems | Colocation Data Center; Tier 3 Data Center |  |  | April 2026 - We have not been able to obtain further updates on this project. We have retained the same project stage and amended the key dates accordingly. We will update the profile as soon as we obtain any new information. October 2025 - Planning activities are underway. April 2025 - Planning activities are underway. August 2024 - Planning activities are underway. October 2023 - Planning activities are underway. Q3 2016 - DVO announced plans to build a data center in Cimanggis, Depok. | Information Unavailable |  | Not Funded / Unconfirmed | Private | PT Dunia Virtual Online Tbk | PT Indonesia Pondasi Raya Tbk | PT Rekaguna Abdidaya | PT Tatamulia Nusantara Indah
407824 | 407824 | 2026-04-27 15:37 | DTP – Area 31 Data Center – West Java | DTP – Area 31 Data Center – West Java | https://construction.globaldata.com/Projects/Overview/407824 | Execution | Parent | 68 | 2016 Q3 | 2019 Q3 | 2028 Q4 | Asia-Pacific | Indonesia | West Java | Depok | Jl. Raya Tapos No.31, Cimpaeun, Kec. Tapos | 16459 | Commercial & Leisure | Data Center | Data Center |  |  | New | Onshore | PT Dwi Tunggal Putra (DTP) through its subsidiary PT Dunia Virtual Online (DVO) is undertaking the construction of a colocation Tier III data center in West Java, Indonesia. The project involves the construction of a data center with a combined capacity of 20MW and 1,200 racks on 2ha of land. The project will be developed in phases. The first phase includes the construction of a data center with a consumption capacity of 10MW comprising four, 425m2 data halls each with 600 rack capacity, and the second phase includes the construction of a data center with a consumption capacity of 10MW comprising four, 425m2 data halls each with 600 rack capacity. It includes the construction of eight generator room units, co-working space, a security operations center, parking facilities, the installation of related equipment, safety and security systems. The facility draws power from the utility grid and features an N+1 generator configuration for backup. For cooling, the data center employs an N+2 Computer Room Air Conditioning (CRAC) system, providing enhanced redundancy and efficiency. PT Indonesia Pondasi Raya has been appointed as the contractor, PT. Tatamulia Nusantara Indah appointed as MEP consultant, and PT Rekaguna Abdidaya appointed as an architect. In July 2019, construction works on the first phase commenced and were completed in May 2023. | -6.4445 | 106.8716 | The project involves the construction of a data center with a combined consumption capacity of 20MW on 2ha of land in West Java, Indonesia. The US$68 million project includes the following: 1. Construction of eight data halls with 1,200 racks 2. Construction of eight generator room units 3. Construction of co-working space 4. Construction of a security operations center 5. Construction of parking facilities 6. Installation of related equipment 7. Installation of safety and security systems | Colocation Data Center; Tier 3 Data Center |  |  | April 2026 - We have not been able to obtain further updates on this project. We have retained the same project stage and amended the key dates accordingly. We will update the profile as soon as we obtain any new information. October 2025 - Planning activities are underway on the second phase. May 2025 - Planning activities are underway on the second phase. August 2024 - Planning activities are underway on the second phase. May 2023 - Construction works were completed on the first phase. March 2022 - Construction activities are underway on the first phase. Q3 2019 - Construction works commenced. Q4 2017 - Planning activities are underway. Q3 2016 - DVO announced plans to build a data center in Cimanggis, Depok. | Information Unavailable |  | Not Funded / Unconfirmed | Private | PT Dunia Virtual Online Tbk | PT Indonesia Pondasi Raya Tbk | PT Rekaguna Abdidaya | PT Tatamulia Nusantara Indah
554599 | 554599 | 2026-04-27 14:45 | National Grid Renewables – Nobles County Data Center – Minnesota | National Grid Renewables – Nobles County Data Center – Minnesota | https://construction.globaldata.com/Projects/Overview/554599 | Cancelled | Parent | 4000 | 2025 Q1 | Awaiting Confirmation | 2026 Q2 | North America | United States | Minnesota |  |  |  | Commercial & Leisure | Data Center | Data Center |  |  | New | Onshore | Geronimo Power LLC had plans to construct a hyperscale data center campus in Nobles County, Minnesota, the US. The exact location is yet to be decided. The project involved the construction of a single-storey 26,830m2 data center campus with a consumption capacity of 400MW on 259ha of land. It included the construction of six data center buildings of 75MW each, data halls, a switchyard, and a substation on 11.3ha of land, an administrative building, meet-me rooms, and parking spaces, and the installation of racks and safety and security systems. The facility is committed to operating on renewable energy from Lime Creek and Plum Creek wind farms and Summit Lake Solar Farm. It will use a closed-loop system for cooling. | 43.674 | -96.0826 | The project involved the construction of a single-storey 26,830m2 data center campus with a consumption capacity of 400MW on 384.4ha of land in Nobles County, Minnesota, the US. The US$4,000 million project included the following: 1. Construction of six data center buildings of 75MW each 2. Construction of data halls 3. Construction of meet-me rooms 4. Construction of a switchyard and substation on 11.3ha of land 5. Construction of an administrative building 6. Construction of parking spaces 7. Installation of safety and security systems | Green data center; Hyperscale Data Center |  |  | April 2026 - The project has been cancelled as the Nobles County Board rejected a zoning change. December 2025 - The project is in the early stages of development. Q4 2025 - The project is in the early stages of development. Q1 2025 - Geronimo Power LLC announced plans to build a data center in Minnesota. | Project has been Cancelled | -5 | Not Funded / Unconfirmed | Private | Geronimo Power LLC
538704 | 538704 | 2026-04-27 11:33 | ECOWLD – Eco Business Park V Data Center – Selangor | ECOWLD – Eco Business Park V Data Center – Selangor | https://construction.globaldata.com/Projects/Overview/538704 | Execution | Parent | 635 | 2024 Q1 | 2025 Q4 | 2027 Q3 | Asia-Pacific | Malaysia | Selangor | Kuala Selangor | Eco Business Park V, Puncak Alam | 42300 | Commercial & Leisure | Data Center | Data Center |  |  | New | Onshore | Eco World Development Group Berhad, through its subsidiary Quantum Alpha Sdn Bhd (QASB) is undertaking the construction of a hyperscale data center at Eco Business Park V in Puncak Alam, Selangor, Malaysia. The project involves the construction of two data centers with a total consumption capacity of 360MW on 37.4ha of land. It includes data halls, racks, a substation, office space, break rooms, meet-me rooms and parking spaces, and the installation of racks and safety and security systems. The facility is committed to operating on 100% renewable energy through solar and battery storage plants to be developed by Gentari Renewables Sdn Bhd. It is equipped with reliable uninterruptible power supply (UPS) units and diesel generators for backup power systems. It also features an advanced cooling system, ensuring optimal performance and efficiency with maximum reliability. In April 2025, MN Holdings Bhd signed a Letter of Award from Gamuda Engineering Sdn Bhd for sub-contract works for a value of US$11 million to undertake mechanical, electrical, and plumbing (MEP) works for the data center. Upon completion, the data center will be leased to Pearl Computing Malaysia, a subsidiary of Google. In August 2025, Gamuda Engineering Sdn Bhd was awarded the main contractor for a contract value of US$506 million. In December 2025, Qudotech Sdn Bhd was awarded the plumbing sub-contractor, and the scope of the work includes supply and installation of cold water, rainwater harvesting and sanitary systems. Facility 1 construction began in December 2025 and is scheduled to be completed on February 28, 2027, followed by Facility 2 on September 1, 2027. In February, Wawasan Dengkil Sdn Bhd secured a US$6.34324 million subcontract from Gamuda for external works. The scope of the work involves road and landscape works for the SGW1A and 2A shell-and-core development phases, with the works scheduled to commence on May 15. | 3.2443 | 101.4584 | The project involves the construction of two data centers with a total consumption capacity of 360MW on 37.4ha of land at Eco Business Park V in Puncak Alam, Selangor, Malaysia. The US$635 million project includes the following: 1. Construction of data halls 2. Construction of office space 3. Construction of break rooms 4. Construction of a substation 5. Construction of meet-me rooms 6. Construction of parking spaces 7. Installation of UPS/generators 8. Installation of racks 9. Installation of safety and security systems | Emergency power/Backup power; Green data center; Heating, ventilation and air conditioning (HVAC); Hyperscale Data Center; Rainwater harvesting |  |  | April 2026 - The core-and-shell construction works of the data center are underway. February 2026 - Wawasan Dengkil Sdn Bhd secured a US$6 million subcontract from Gamuda for external works. December 2025 - The core-and-shell construction works commenced. October 2025 - Preparatory works are underway. August 2025 - Gamuda Engineering Sdn Bhd has been appointed as the construction contractor. Q1 2024 - Eco World Development Group Berhad announced plans to build a data center in Malaysia. | Project work on Schedule | 1 | Not Funded / Unconfirmed | Private | Eco World Development Group Berhad | Gamuda Engineering Sdn Bhd |  | MN Holdings Berhad
508743 | 508743 | 2026-04-27 11:03 | China Mobile/ QGST – Ezhou Intelligent Computing Data Center – Hubei | China Mobile/ QGST – Ezhou Intelligent Computing Data Center – Hubei | https://construction.globaldata.com/Projects/Overview/508743 | Execution | Parent | 41 | 2024 Q1 | 2025 Q2 | 2027 Q4 | Asia-Pacific | China | Hubei | Ezhou | Linkong Economic Zone |  | Commercial & Leisure | Data Center | Data Center |  |  | New | Onshore | China Mobile (CM) is constructing an intelligent computing center at Linkong Economic Zone in Ezhou, Hubei, China. The project involves the construction of a data center on a site area of 2.14ha with a construction area of 14,261m2. It also includes the construction of data rooms, server rooms, an intelligent computing center computer room building, a production office building, and parking facilities, and the installation of equipment and safety and security systems. The project a planned rack scale of 700 racks, and a full configuration with 860P computing power and 185P storage capacity. | 30.4 | 114.8333 | The project involves the construction of a data center on a site area of 2,14ha with a construction area of 14,261m2 at Linkong Economic Zone in Ezhou, Hubei, China. The US$41 million project includes the following: 1. Construction of data rooms 2. Construction of server rooms 3. Construction of an intelligent computing center computer room building 4. Construction of a production office building 5. Construction of parking facilities 6. Installation of equipment and safety and security systems |  |  |  | April 27, 2026 - We have not been able to obtain further updates on this project. We have retained the same project stage and amended the key dates accordingly. We will update the profile as soon as we obtain any new information. June 2025 - Construction works are underway. April 2025 - Construction commenced on this project. October 2024 - Planning activities are underway. March 2024 - CM announced plans to build an intelligent computing center in at Linkong Economic Zone in Ezhou, Hubei. | Information Unavailable |  | Not Funded / Unconfirmed | Private | China Mobile Ltd;Qinghai Gongchuang Shubo Technology Co Ltd
564353 | 564353 | 2026-04-27 04:05 | DIEZA – 129MW Dubai AI Data Centre – Dubai | DIEZA – 129MW Dubai AI Data Centre – Dubai | https://construction.globaldata.com/Projects/Overview/564353 | Design | Parent | 1032 | 2025 Q2 | 2027 Q3 | 2029 Q4 | Middle East and Africa | United Arab Emirates | Dubai | Dubai |  |  | Commercial & Leisure | Data Center | Data Center |  | Medium | New | Onshore | Dubai’s Integrated Economic Zones Authority (DIEZ) is undertaking the construction of an AI-ready data centre campus in Dubai Silicon Oasis. The facility will span approximately 60,000 square metres and will deliver a total power capacity of 129MW, to be deployed in two phases: an initial 29MW phase followed by an additional 100MW phase. Key components include advanced electrical systems, smart power distribution, hardened and resilient infrastructure designed to support AI and high-compute workloads. The centre will house leasing-ready halls and operate under a joint venture where the developer provides the land and core infrastructure, and the operator handles design, construction, operations and leasing. Sustainability, reliability, uninterrupted operations and security are built-in as centre features. The project involves the Design and construction of power distribution systems and smart infrastructure with Schneider Electric. It also includes the phased deployment of power capacity (29MW initial, then additional 100MW), construction over approx. 60,000 sqm of site area, development of reinforced, resilient architecture and redundant systems ensuring high availability and leasing and day-to-day operations management of the data centre halls. | 25.0657 | 55.1713 | Dubai’s Integrated Economic Zones Authority (DIEZ) is undertaking the construction of an AI-ready data centre campus in Dubai Silicon Oasis. The facility will span approximately 60,000 square metres and will deliver a total power capacity of 129MW, to be deployed in two phases: an initial 29MW phase followed by an additional 100MW phase. Key components include advanced electrical systems, smart power distribution, hardened and resilient infrastructure designed to support AI and high-compute workloads. The centre will house leasing-ready halls and operate under a joint venture where the developer provides the land and core infrastructure, and the operator handles design, construction, operations and leasing. Sustainability, reliability, uninterrupted operations and security are built-in as centre features. The US$1032 million amount project includes the following: 1. Design and construction of power distribution systems and smart infrastructure with Schneider Electric 2. Phased deployment of power capacity (29MW initial, then additional 100MW) 3. Construction over approx. 60,000 sqm of site area 4. Development of reinforced, resilient architecture and redundant systems ensuring high availability 5. Leasing and day-to-day operations management of the data centre halls |  | Construction of an AI-ready data centre campus in Dubai Silicon Oasis. |  | April 2026 - Integrated Economic Zones Authority (DIEZ) has signed a joint venture agreement with Volt for the development of the project. | Project work on Schedule | 1 | Not Funded / Unconfirmed | Public | Dubai Integrated Economic Zones Authority
340925 | 335528 | 2026-04-26 11:28 | FDDS – Mussafah Data Center: Phase 2B – Abu Dhabi | FDDS – Mussafah Data Center – Abu Dhabi | https://construction.globaldata.com/Projects/Overview/340925 | On Hold | Sub | 48 | 2019 Q2 | 2021 Q2 |  | Middle East and Africa | United Arab Emirates | Abu Dhabi | Abu Dhabi |  |  | Commercial & Leisure | Data Center | Data Center |  |  | New | Onshore | Future Digital Data Systems LLC (FDDS) is planning to undertake the construction of phase 2B of the Mussafah data center at Mussafah in Abu Dhabi, the UAE. The facility will have 5-6 MW IT capacity and include meeting rooms, conference rooms, delivery rooms, office space, car parking, landscaping, a security system, and related infrastructure. Its purpose is to provide mission-critical computing, data hosting, office support and associated services, with robust operational and infrastructure systems to support high availability. Notable features include on-site offices and client facilities, comprehensive security systems, landscaped grounds, and integrated parking facilities to support staff and visitors. Serba Dinamik Group Bhd(Malaysia) has been appointed as the main contractor with a contract value of US$100 million and the construction works are ongoing. Foundation works are completed on the project. The project is on hold. In November 2022, the project continues to be on hold and the time frame for its revival is unknown at this juncture. In July 2023, The project continues to be on hold. In November 2023, the project continues to be on hold. In March 2024, the project continues to be on hold and the time frame for its revival is unknown at this juncture. In October 2024, the project continues to be on hold and the time frame for its revival is unknown at this juncture. In June 2025, the project continues to be on hold and the time frame for its revival is unknown at this juncture. In April 2026, The project continues to be on hold and the time frame for its revival is unknown at this juncture. | 24.2689 | 54.4667 | Future Digital Data Systems LLC (FDDS) is planning to undertake the construction of phase 2B of the Mussafah data center at Mussafah in Abu Dhabi, the UAE. The facility will have 5-6 MW IT capacity and include meeting rooms, conference rooms, delivery rooms, office space, car parking, landscaping, a security system, and related infrastructure. Its purpose is to provide mission-critical computing, data hosting, office support and associated services, with robust operational and infrastructure systems to support high availability. Notable features include on-site offices and client facilities, comprehensive security systems, landscaped grounds, and integrated parking facilities to support staff and visitors. The US$48 million project includes the following: 1. Construction of a 5-6 MW IT capacity data centre building 2. Construction of meeting rooms, conference rooms, delivery rooms 3. Construction of office areas for administrative and operational staff 4. Provision of car parking facilities for staff and visitors 5. Landscaping of external grounds and site enhancement works 6. Installation of security systems (physical security and access control) 7. Development of associated infrastructure facilities (roads, utilities) | Colocation Data Center; Heating, ventilation and air conditioning (HVAC) | Phase 2B of the Mussafah data center is planned to be developed in Abu Dhabi. |  | April 2026 - The project continues to be on hold and the time frame for its revival is unknown at this juncture. June 2025 - As per the site visit on June 3, 2025, the project continues to be on hold and the time frame for its revival is unknown at this juncture. October 2024 - As per the site visit on October 09, 2024, the project continues to be on hold and the time frame for its revival is unknown at this juncture. April 2024 - As per the site visit on March 26, 2024, the project continues to be on hold and the time frame for its revival is unknown at this juncture. November 2023 - The project continues to be on hold. July 2023 - The project continues to be on hold. July 2023 - The project continues to be on hold and the time frame for its revival is unknown at this juncture. November 2022 - The project continues to be on hold and the time frame for its revival is unknown at this juncture. June 2022 - The project is still on hold. January 2022 - The project is on hold. October 2021 - Foundation works are completed on the project. July 2021 - The foundation works for the project is progressing and the scheduled for completion by the end of August 2021. June 2021 - The foundation works for the project is progressing May 2021 - The foundation works for the project is progressing | No Major Development | 0 | Not Funded / Unconfirmed | Private | Future Digital Data Systems | Serba Dinamik Group Bhd | M. Arthur Gensler Jr. & Associates Inc | Consolidated Consultants;De Leeuw Middle East;Joule Group UAE;Red Engineering
475685 | 475685 | 2026-04-26 07:54 | Qiddiya Invt – Qiddiya Data Center in Riyadh – Ar Riyad | Qiddiya Invt – Qiddiya Data Center in Riyadh – Ar Riyad | https://construction.globaldata.com/Projects/Overview/475685 | EPC Award | Parent | 100 | 2023 Q4 | 2026 Q3 | 2028 Q2 | Middle East and Africa | Saudi Arabia | Ar Riyad | Riyadh |  |  | Commercial & Leisure | Data Center | Data Center |  | Medium | New | Onshore | Qiddiya Investment Company (QIC) is planning to construct a next-generation cloud-enabled Data Center in Riyadh, Saudi Arabia. The project involves the construction of a 50MW data center tera 4 with Pods of IT modules, power modules, a feeder power source, power systems, a safety and security system, and associated facilities. In January 2025, Alfanar Global Development and amongst others have submitted bids on the project and bids are under evaluation. In February 2025, Alfanar Global Development Company is the main contractor on the project. | 24.6877 | 46.7219 | Qiddiya Investment Company (QIC) is planning to construct a next-generation cloud-enabled Data Center in Riyadh, Saudi Arabia. This facility is planned to support Qiddiya City’s broader digital and telecommunications infrastructure, providing high-capacity data storage, cloud computing services, and connectivity solutions. It will incorporate advanced cooling, power, and security systems to ensure high reliability and performance. The US$100 million project includes the following: 1. Construction of the main structure for data storage, server facilities, the data centre building, and an admin building 2. Laying of infrastructure, including power supply, data cabling, fibre optics, and network connectivity 3. Construction of associated facilities such as control rooms, security perimeters, staff offices, and ancillary support buildings 4. Installation of HVAC systems, power systems, safety and security systems 5. Installation of mechanical, electrical, and plumbing (MEP) systems tailored to high-availability and data centre operations 6. Earthworks and site preparation, including grading, drainage, parking facilities and foundational works | Heating, ventilation and air conditioning (HVAC) | A data center is being planned in Riyadh, Saudi Arabia. |  | April 2026 - We have not been able to obtain further updates on this project. We have retained the same project stage and amended the key dates accordingly. We will update the profile as soon as we obtain any new information. December 2025 - We have not been able to obtain further updates on this project. We have retained the same project stage and amended the key dates accordingly. We will update the profile as soon as we obtain any new information. February 2025 - Alfanar Global Development Company has been appointed as the main contractor on the project. January 15, 2025 - Alfanar Global Development is the lowest bidder and the project is not yet awarded. | Information Unavailable |  | Not Funded / Unconfirmed | Public | Qiddiya Investment Co | Alfanar Co
552462 | 552462 | 2026-04-24 17:21 | Magnora/ NEEG – Hameenlinna Data Center – Haeme | Magnora/ NEEG – Hameenlinna Data Center – Haeme | https://construction.globaldata.com/Projects/Overview/552462 | Planning | Parent | 1300 | 2025 Q1 | 2027 Q2 | 2030 Q4 | Europe | Finland | Haeme | Haemeenlinna | MORE Industrial Park | 13430 | Commercial & Leisure | Data Center | Data Center |  | Medium | New | Onshore | Magnora ASA and Northern Europe Energy Group are in a joint venture planning to undertake the construction of an AI data center at MORE Industrial Park in Hameenlinna, Finland. The project involves the construction of a 149,795m2 data center with a consumption capacity of 120MW. It includes the construction of data halls, meet-me rooms, server rooms, a substation and the installation of generators and uninterruptible power supply (UPS) units, cooling systems and safety and security systems. The facility will use renewable energy by the Latvian Baltic General Power Company SIA (BGPC), and use heat recovery technology. | 60.9609 | 24.4538 | The project involves the construction of a 149,795m2 data center with a consumption capacity of 120MW in Hmeenlinna, Finland The US$1,300 million project includes the following: 1. Construction of data halls 2. Construction of server rooms 3. Construction of a substation 4. Installation of generators and uninterruptible power supply (UPS) units 5. Installation of the cooling system 6. Installation of safety and security systems | Heating, ventilation and air conditioning (HVAC) |  |  | April 2026 - Planning activities are underway. November 2025 - Planning activities are underway. Q1 2025 - The Nordic group announced plans to build a data center in Hameenlinna, Finland. | No Major Development | 0 | Not Funded / Unconfirmed | Private | Magnora ASA;Northern Europe Energy Group AS
539901 | 539901 | 2026-04-24 17:10 | Innova Renew – UK Data Centers Development Program – United Kingdom | Innova Renew – UK Data Centers Development Program – United Kingdom | https://construction.globaldata.com/Projects/Overview/539901 | Planning | Program | 6000 | 2025 Q1 | 2027 Q2 | 2032 Q4 | Europe | United Kingdom |  |  |  |  | Commercial & Leisure | Data Center | Data Center |  | Low | New | Onshore | Innova Renewables is planning to undertake the construction of colocation data centers across the UK. The program involves the construction of 10 data centers across the UK, with a combined capacity of 4,400MW. It includes the construction of data halls, meet-me rooms, server rooms, a substation, parking facilities, and the installation of generators, cooling systems, and safety and security systems. Out of 10 projects, five are hybrid schemes colocated with Battery Energy Storage Systems (BESS), which includes a 400MW facility in Daines (Manchester), a 500MW project in East Claydon (Buckinghamshire), a 500MW facility in Feckenham (Worcestershire), a 500MW facility in Hawthorn Pit (County Durham), and a 500MW project in Overton (Hampshire). The other five are dedicated data center facilities, which includes a 400MW project in Drakelow (Derbyshire), a 400MW facility in Norwich, a 400MW project in Swansea North, a 400MW facility in Thorpe March (South Yorkshire), and finally a 400MW project in Willington (Derbyshire). All 10 data centers will be operated on 100% renewable energy. In October 2025, the proposals were submitted as part of the National Energy System Operator’s (NESO) "Gate 2 to Whole Queue process" reform of the UK's grid connections queue. Innova expects the rulings under the Gate 2 applications (the decisions made by the National Energy System Operator (NESO) regarding whether the project meets the criteria for entry into the connection queue) in the fourth quarter of 2025 and expects to be awarded connection dates between 2029 and 2032, based on the specific substations. | 54.7024 | -3.2766 | The program involves the construction of 10 data centers with a combined capacity of 4,400MW across the UK. The US$6,000 million program includes the following: 1. Construction of data halls 2. Construction of meet-me rooms 3. Construction of server rooms 4. Construction of a substation 5. Construction of parking facilities 6. Installation of generators 7. Installation of the cooling systems 8. Installation of safety and security systems | Colocation Data Center; Heating, ventilation and air conditioning (HVAC) | [5 empty] | Not Funded / Unconfirmed | Private | Innova Renewables
536538 | 536538 | 2026-04-24 16:56 | Sabey Data Center – SDC Seattle Data Center Expansion – Washington | Sabey Data Center – SDC Seattle Data Center Expansion – Washington | https://construction.globaldata.com/Projects/Overview/536538 | Execution | Parent | 35 | 2025 Q1 | 2025 Q2 | 2027 Q4 | North America | United States | Washington | Seattle |  |  | Commercial & Leisure | Data Center | Data Center |  |  | Expansion | Onshore | Sabey Data Centers is undertaking the expansion of the existing Tier III colocation data center in Seattle, Washington, the US. The project involves the construction of a built-to-suit data hall with a consumption capacity of 6MW. It includes data halls, an administration space, server rooms, a substation, and the installation of generators and safety and security systems. The facility utilizes 100% carbon-free hydroelectric power sourced from Seattle City Light. It is equipped with backup generators to provide reliable power when needed. For cooling, the facility offers versatile liquid cooling build-out options alongside highly efficient air-cooling solutions. The installed HVAC capacity is complemented by hot aisle/cold aisle containment systems to optimise airflow. Additionally, evaporative and economiser cooling methods are integrated to enhance energy efficiency The campus is designed for efficiency, with an average estimated Power Usage Effectiveness (PUE) of 1.5. | 47.6062 | -122.3321 | The project involves the expansion of the existing data center from the power consumption capacity of 830kW to 6MW in Seattle, Washington, the US. The US$35 million project includes the following: 1. Construction of the data halls 2. Construction of administration space 3. Construction of server rooms 4. Construction of a substation 5. Installation of generators 6. Installation of safety and security systems | Colocation Data Center; Green data center; Tier 3 Data Center |  |  | April 2026 - We have not been able to obtain further updates on this project. We have retained the same project stage and amended the key dates accordingly. We will update the profile as soon as we obtain any new information. August 2025 - Construction works are underway. May 2025 - Construction work commenced. Q1 2025 - Sabey Data Centers announced plans to expand data center in Seattle. | Information Unavailable |  | Not Funded / Unconfirmed | Private | Sabey Data Center Properties LLC
540755 | 540755 | 2026-04-24 16:25 | Poolside AI – Project Horizon Data Center – Texas | Poolside AI – Project Horizon Data Center – Texas | https://construction.globaldata.com/Projects/Overview/540755 | Planning | Parent | 16000 | 2025 Q1 | 2027 Q1 | 2029 Q4 | North America | United States | Texas |  |  |  | Commercial & Leisure | Data Center | Data Center |  | Medium | New | Onshore | Poolside AI is planning to construct an AI hyperscale data center campus in West Texas, the US. The project involves the construction of a 2,000MW data center campus on 230ha of land. It includes data halls, server rooms, meet-me rooms, an administrative space, parking facilities, and the installation of generators, uninterruptible power supply (UPS) units and safety and security systems. The project will be built in eight phases, each with 250MW of capacity. The project will be powered by renewable energy (natural gas from a nearby hub). and it will utilise an air cooling system. The partnership between Poolside and CoreWeave dissolved after Poolside missed critical deadlines for setting up its initial chip clusters. | 31.7944 | -97.261 | The project involves the construction of a 2,000MW data center campus on 230ha of land in West Texas, the US. The US$16,000 million project includes the following: 1. Construction of data halls 2. Construction of meet-me rooms 3. Construction of server rooms 4. Construction of a substation 5. Construction of a parking facility 6. Construction of an administrative space 7. Installation of generators and uninterruptible power supply (UPS) units 8. Installation of safety and security systems | Heating, ventilation and air conditioning (HVAC); Hyperscale Data Center |  |  | April 2026 - Poolside is seeking a new development partner for the project. October 2025 - Planning activities are underway. January 2025 - Poolside ai and CoreWeave announced plans to build AI data center campus in Texas, US. | No Major Development | 0 | Not Funded / Unconfirmed | Private | Poolside AI SAS
540473 | 540473 | 2026-04-24 16:24 | CDIB Capital/ Kyushu Electric – Circular Park AI Data Center – Kagoshima | CDIB Capital/ Kyushu Electric – Circular Park AI Data Center – Kagoshima | https://construction.globaldata.com/Projects/Overview/540473 | Planning | Parent | 1800 | 2025 Q1 | 2026 Q4 | 2030 Q4 | Asia-Pacific | Japan | Kagoshima | Satsumasendai | 1-chome Sakyurapaku | 899-1926 | Commercial & Leisure | Data Center | Data Center |  | Medium | New | Onshore | CDIB Capital Group and Kyushu Electric Group are undertaking the construction of an AI data center on the former site of the Sendai Thermal Power Plant at 1-chome Sakyurapaku in Satsumasendai City, Kagoshima, Japan. The project involves the construction of a data center with an initial consumption capacity of 350MW that would reach up to 1,000MW. It includes data halls, server rooms, an administrative space, and the installation of equipment, generators, and safety and security systems. The project will be powered by renewable energy. The facility will be among the first globally to deploy the NVIDIA Vera Rubin NVL72 platform. Construction work is scheduled to be completed by the fourth quarter of 2026. | 31.8586 | 130.1958 | The project involves the construction of a data center with an initial consumption capacity of 350MW that would reach up to 1,000MW in Kagoshima, Japan. The US$1,800 million project includes the following: 1. Construction of data halls 2. Construction of server rooms 3. Construction of an administrative space 4. Installation of generators 5. Installation of equipment 6. Installation of safety and security systems | Heating, ventilation and air conditioning (HVAC) |  |  | April 2026 - Planning activities are underway. October 2025 - Planning activities are underway. Q1 2025 - CDIB Capital Group and Kyushu Electric Group announced plans for the construction of a data center in Kagoshima. | No Major Development | 0 | Not Funded / Unconfirmed | Private | CDIB Capital Group;Kyushu Electric Power Co Inc
441982 | 441982 | 2026-04-24 14:11 | China Datang – Ulanqab Datang Data Center – Inner Mongolia | China Datang – Ulanqab Datang Data Center – Inner Mongolia | https://construction.globaldata.com/Projects/Overview/441982 | Execution | Parent | 472 | 2024 Q1 | 2024 Q4 | 2027 Q3 | Asia-Pacific | China | Inner Mongolia |  |  |  | Commercial & Leisure | Data Center | Data Center |  |  | New | Onshore | China Datang Group Digital Technology Co. Ltd (CDGDT), a subsidiary of China Datang Corp., is constructing a data center in Ulanqab, Inner Mongolia, China. The project involves the construction of data room buildings with 6,400 racks, server rooms, an administrative office, and parking facilities and the installation of machinery and safety and security systems. | 40.9949 | 113.132 | The project involves the construction of a data center in Ulanqab, Inner Mongolia, China. The USD472 million (CNY3,400 million) project includes the following: 1. Construction of data room buildings with 6,400 racks 2. Construction of server rooms 3. Construction of an administrative office 4. Construction of parking facilities 5. Installation of equipment and safety and security systems | Heating, ventilation and air conditioning (HVAC) |  |  | April 24, 2026 - We have not been able to obtain further updates on this project. We have retained the same project stage and amended the key dates accordingly. We will update the profile as soon as we obtain any new information. May 2025 - Construction activities are underway. October 30, 2024 - Construction commenced. June 2024 - Planning activities are underway. March 06, 2024 - CDGDT announced plans to build a data center in Ulanqab, Inner Mongolia. | Information Unavailable |  | Not Funded / Unconfirmed | Public | China Datang Corp
552791 | 552753 | 2026-04-24 14:10 | MSFT – Skelton Grange Data Center Campus: LBA12 – City and Borough of Leeds | MSFT – Skelton Grange Data Center Campus – City and Borough of Leeds | https://construction.globaldata.com/Projects/Overview/552791 | Design | Sub | 100 | 2025 Q1 | 2027 Q1 | 2028 Q4 | Europe | United Kingdom | City and Borough of Leeds | Leeds | Skelton Grange, West Yorkshire |  | Commercial & Leisure | Data Center | Data Center |  | High | New | Onshore | Microsoft, through its affiliate MSFT MCIO LTD, plans to redevelop the former Skelton Grange Power Station into a hyperscale data center campus at Skelton Grange, West Yorkshire, the UK. The project involves the construction of a three-storey data center with a 39,390m2 floor space, which is referred to as LBA12. It includes the construction of server rooms with racks, meeting rooms, office space, storage facilities and a substation, and the installation of backup generators, cooling systems and safety and security systems. The project is committed to operating on 100% renewable energy supplied from Northern Power Grid. It is equipped with reliable uninterruptible power supply (UPS) units and diesel generators for backup power systems. It will utilize water for the cooling system and advanced security systems, ensuring optimal performance and efficiency with maximum reliability. TTSP has been appointed as an architect, HDR and Ramboll have been appointed as engineering consultants, and Savills as a planner. MSFT is in the process of acquiring the project site from Harworth PLC for US$140 million. | 53.7965 | -1.5478 | The project involves the construction of a three-storey data center with a 39,390m2 floor area at the former Skelton Grange power station in West Yorkshire, the UK. The US$100 million project includes the following: 1. Construction of server rooms with racks 2. Construction of meeting rooms 3. Construction of office space 4. Construction of storage facilities 5. Construction of substation 6. Installation of generators 7. Installation of cooling systems | Green data center; Heating, ventilation and air conditioning (HVAC); Hyperscale Data Center |  |  | April 2026 - MSFT has received approval from the Leeds City Council. November 2025 - MSFT submitted a planning application to the Leeds Council. June 2025 - Public consultations were held. Q1 2025 - Microsoft announced plans to build a data center at Skelton Grange, West Yorkshire. | Major Authority Clearance Received | 3 | Not Funded / Unconfirmed | Private | Microsoft Corp |  | HDR Inc;Ramboll UK Ltd;Ttsp | Savills Plc
552790 | 552753 | 2026-04-24 14:09 | MSFT – Skelton Grange Data Center Campus: LBA11 – City and Borough of Leeds | MSFT – Skelton Grange Data Center Campus – City and Borough of Leeds | https://construction.globaldata.com/Projects/Overview/552790 | Design | Sub | 100 | 2025 Q1 | 2027 Q1 | 2028 Q4 | Europe | United Kingdom | City and Borough of Leeds | Leeds | Skelton Grange, West Yorkshire |  | Commercial & Leisure | Data Center | Data Center |  | High | New | Onshore | Microsoft, through its affiliate MSFT MCIO LTD, plans to redevelop the former Skelton Grange Power Station into a hyperscale data center campus at Skelton Grange, West Yorkshire, the UK. The project involves the construction of a three-storey data center with a 39,390m2 floor space, which is referred to as LBA11. It includes the construction of server rooms with racks, meeting rooms, office space, storage facilities and a substation, and the installation of backup generators, cooling systems and safety and security systems. The project is committed to operating on 100% renewable energy supplied from Northern Power Grid. It is equipped with reliable uninterruptible power supply (UPS) units and diesel generators for backup power systems. It will utilize water for the cooling system and advanced security systems, ensuring optimal performance and efficiency with maximum reliability. TTSP has been appointed as an architect, HDR and Ramboll have been appointed as engineering consultants, and Savills as a planner. MSFT is in the process of acquiring the project site from Harworth PLC for US$140 million. | 53.7965 | -1.5478 | The project involves the construction of a three-storey data center with a 39,390m2 floor area at the former Skelton Grange power station in West Yorkshire, the UK. The US$100 million project includes the following: 1. Construction of server rooms with racks 2. Construction of meeting rooms 3. Construction of office space 4. Construction of storage facilities 5. Construction of substation 6. Installation of generators 7. Installation of cooling systems | Green data center; Heating, ventilation and air conditioning (HVAC); Hyperscale Data Center |  |  | April 2026 - MSFT has received approval from the Leeds City Council. November 2025 - MSFT submitted a planning application to the Leeds Council. June 2025 - Public consultations were held. Q1 2025 - Microsoft announced plans to build a data center at Skelton Grange, West Yorkshire. | Major Authority Clearance Received | 3 | Not Funded / Unconfirmed | Private | Microsoft Corp |  | HDR Inc;Ramboll UK Ltd;Ttsp | Savills Plc
552788 | 552753 | 2026-04-24 14:09 | MSFT – Skelton Grange Data Center Campus: LBA10 – City and Borough of Leeds | MSFT – Skelton Grange Data Center Campus – City and Borough of Leeds | https://construction.globaldata.com/Projects/Overview/552788 | Design | Sub | 100 | 2025 Q1 | 2027 Q1 | 2028 Q4 | Europe | United Kingdom | City and Borough of Leeds | Leeds | Skelton Grange, West Yorkshire |  | Commercial & Leisure | Data Center | Data Center |  | High | New | Onshore | Microsoft, through its affiliate MSFT MCIO LTD, plans to redevelop the former Skelton Grange Power Station into a hyperscale data center campus at Skelton Grange, West Yorkshire, the UK. The project involves the construction of a three-storey data center with a 39,390m2 floor space, which is referred to as LBA10. It includes the construction of server rooms with racks, meeting rooms, office space, storage facilities and a substation, and the installation of backup generators, cooling systems and safety and security systems. The project is committed to operating on 100% renewable energy supplied from Northern Power Grid. It is equipped with reliable uninterruptible power supply (UPS) units and diesel generators for backup power systems. It will utilize water for the cooling system and advanced security systems, ensuring optimal performance and efficiency with maximum reliability. TTSP has been appointed as an architect, HDR and Ramboll have been appointed as engineering consultants, and Savills as a planner. MSFT is in the process of acquiring the project site from Harworth PLC for US$140 million. | 53.7965 | -1.5478 | The project involves the construction of a three-storey data center with a 39,390m2 floor area at the former Skelton Grange power station in West Yorkshire, the UK. The US$100 million project includes the following: 1. Construction of server rooms with racks 2. Construction of meeting rooms 3. Construction of office space 4. Construction of storage facilities 5. Construction of substation 6. Installation of generators 7. Installation of cooling systems | Green data center; Heating, ventilation and air conditioning (HVAC); Hyperscale Data Center |  |  | April 2026 - MSFT has received approval from the Leeds City Council. November 2025 - MSFT submitted a planning application to the Leeds Council. June 2025 - Public consultations were held. Q1 2025 - Microsoft announced plans to build a data center at Skelton Grange, West Yorkshire. | Major Authority Clearance Received | 3 | Not Funded / Unconfirmed | Private | Microsoft Corp |  | HDR Inc;Ramboll UK Ltd;Ttsp | Savills Plc
552753 | 552753 | 2026-04-24 14:09 | MSFT – Skelton Grange Data Center Campus – City and Borough of Leeds | MSFT – Skelton Grange Data Center Campus – City and Borough of Leeds | https://construction.globaldata.com/Projects/Overview/552753 | Design | Parent | 300 | 2025 Q1 | 2027 Q1 | 2029 Q4 | Europe | United Kingdom | City and Borough of Leeds | Leeds | Skelton Grange, West Yorkshire |  | Commercial & Leisure | Data Center | Data Center |  | High | New | Onshore | Microsoft, through its affiliate MSFT MCIO LTD, plans to redevelop the former Skelton Grange Power Station into a hyperscale data center campus at Skelton Grange, West Yorkshire, the UK. The project involves the construction of three three-storey data center buildings, each with 39,390m2 floor space on a total of 19.42ha of land. The data centers are referred to as LBA10, LBA11, and LBA12. It includes the construction of server rooms with racks, meeting rooms, office space, storage facilities and a substation, and the installation of backup generators, cooling chimneys. The project is committed to operating on 100% renewable energy supplied from Northern Power Grid. It is equipped with reliable uninterruptible power supply (UPS) units and diesel generators for backup power systems. It will utilize water for the cooling system and advanced security systems, ensuring optimal performance and efficiency with maximum reliability. TTSP has been appointed as an architect, HDR and Ramboll have been appointed as engineering consultants, and Savills as a planner. MSFT is in the process of acquiring the project site from Harworth PLC for US$140 million. | 53.7965 | -1.5478 | The project involves the construction of three three-storey data center buildings, each with 39,390m2 floor space on a total of 19.42ha of land at Skelton Grange power station in West Yorkshire, the UK. The US$300 million project includes the following: 1. Construction of server rooms with racks 2. Construction of meeting rooms 3. Construction of office space 4. Construction of storage facilities 5. Construction of substation 6. Installation of back-up generators 7. Installation of cooling chimneys | Green data center; Heating, ventilation and air conditioning (HVAC); Hyperscale Data Center |  |  | April 2026 - MSFT has received approval from the Leeds City Council. November 2025 - MSFT submitted a planning application to the Leeds Council. June 2025 - Public consultations were held. Q1 2025 - Microsoft announced plans to build a data center at Skelton Grange, West Yorkshire. | Major Authority Clearance Received | 3 | Not Funded / Unconfirmed | Private | Microsoft Corp |  | HDR Inc;Ramboll UK Ltd;Ttsp | Savills (UK) Ltd
440347 | 440347 | 2026-04-24 13:06 | Azora / Core Tech Capital/ Quetta Data Centers – Quetta-MAD1 Data Center – Madrid | Azora / Core Tech Capital/ Quetta Data Centers – Quetta-MAD1 Data Center – Madrid | https://construction.globaldata.com/Projects/Overview/440347 | Execution | Parent | 100 | 2023 Q4 | 2024 Q1 | 2026 Q4 | Europe | Spain | Madrid | Tres Cantos | at number 12, Ronda de Valdecarrizo, Tres Cantos Industrial Park |  | Commercial & Leisure | Data Center | Data Center | Office Buildings |  | New | Onshore | Azora Gestion Inmobiliaria SL (Azora) and Core Tech Capital S.L. are undertaking the construction of the Quetta-MAD1 data center in Tres Cantos, Madrid, Spain. The project involves the construction of the 10MW Quetta Data Center on a 1.6ha area with a total gross floor area of 11,000m2 in a phase I, a 10MW data center in phase II, an IT room of 3,200m2 for 6.45MW with a density of 5 KW/rack, an administrative facility with an area of 880m2, and parking facilities and the installation of HVAC systems and relevant equipment. Azora acquired the project site from the town council, which put it up for auction; the company Lambary Investments (a company created ad hoc by Azora) won the bid, paying US$4 million (EUR3.74 million) for the plot. Core Capital has been appointed as the lead consultant. The Quetta will utilize 100% renewable energy to create the first eco-efficient network of data centers with a Power Usage Effectiveness (PUE) rating of less than 1.15. Tecnica Y Proyectos SA has been appointed as the study of technologies, design bases, preliminary design, a planner, and an MEP consultant. Bovis Project Management, a company of CBRE Project Management, has been appointed as the project management consultant. The proposed data center will be a Tier 3, colocation, Green, and Edge Data Center type. | 40.6178 | -3.7059 | The project involves the construction of the Quetta-MAD1 data center in Tres Cantos, Madrid, Spain. The US$100 million project includes the following: 1. Construction of the 10MW Quetta Data Center on a 1.6ha area with a total gross floor area of 11,000m2 in phase I 2. Construction of a 10MW data center in phase II 2. Construction of an IT room of 3,200m2 for 6.45MW with a density of 5 KW/rack 3. Construction of an administrative facility with an area of 880m2 4. Construction of parking facilities 5. Installation of HVAC systems and relevant equipment | Colocation Data Center; Edge Data Center; Green data center; Heating, ventilation and air conditioning (HVAC); LEED; Tier 3 Data Center | The project is being built at number 12 of Ronda de Valdecarrizo in Tres Cantos Industrial Park, Madrid. The project aims to provide an IT space for low-latency data traffic, such as content providers, IoT, or gaming companies. The project is a part of a US$537 million (EUR500 million) investment, construction, and management of 6 "Edge" data centers in Spain and Portugal. | https://www.quetta.eu | April 2026 - Construction works are underway. December 2025 - Construction works commenced for second stage. June 2025 - Construction works are underway. January 2025 - Construction works are underway. February 2024 - Construction works are underway. October 2023 - Azora Gestion Inmobiliaria SL and Core Capital announced plans to build the Quetta Data Center in Tres Cantos, Madrid. | Project work on Schedule | 1 | Not Funded / Unconfirmed | Private | Azora Gestion Inmobiliaria SL;Core Tech Capital SL;Quetta Data Centers SL |  | Tecnica Y Proyectos SA | Bovis Project Management;Tecnica Y Proyectos SA
540609 | 540609 | 2026-04-24 12:42 | Keppel Data Centres – Loyang Floating Data Center Park – North East | Keppel Data Centres – Loyang Floating Data Center Park – North East | https://construction.globaldata.com/Projects/Overview/540609 | Execution | Parent | 220 | 2018 Q1 | 2026 Q2 | 2028 Q4 | Asia-Pacific | Singapore | North East |  | Loyang Offshore Supply Base Jetty |  | Commercial & Leisure | Data Center | Data Center |  |  | New | Onshore | Keppel Data Centres Holding Pte Ltd (Keppel Data Centres) is constructing a floating data center at the Loyang Offshore Supply Base, which is operated by Toll Group in Singapore. The project involves the construction of a four-story floating data center covering approximately 9,870m2 on land and 7,580m2 of sea space. It includes the development of two main components, the Floating Data Centre Module (FDCM) and Shoreside infrastructure. The FDCM includes the construction of four levels of data halls, with the associated Uninterruptible Power Supply (UPS) rooms, battery rooms, mechanical and electrical plant rooms, while the shoreside facilities includes the construction of office spaces, a network operations center, a fire command center, staging areas, and loading/unloading zones. The facility will operate a closed-loop seawater cooling system, utilize low-GWP refrigerants, include bunded underground diesel storage tanks, and retention pile mooring system for stability. In April 2020, Keppel Data Centres signed separate memorandum of understanding (MOUs) with Toll Group and Royal Vopak. Toll Group will explore the development of a near-shore FDCP at the Loyang Offshore Supply Base, which is operated by Toll Group. In addition, Royal Vopak will conduct a feasibility study and assess the commercial viability of establishing LNG and possibly hydrogen infrastructure for the power and cooling plants, which will form part of the FDCP development. In June 2020, Keppel Data Centres and Mitsubishi Heavy Industries Asia Pacific Pte. Ltd. (MHI-AP) inked a memorandum of understanding (MOU) to jointly explore the implementation of the hydrogen-powered tri-generation plant concept for data centres in Singapore. In October 2020, Keppel Data Centres, City Gas and City-OG Gas Energy Services (City-OG) signed MOU to explore using Liquefied Natural Gas (LNG) and hydrogen to power the FDCP. Royal Vopak has been appointed as a feasibility study consultant and Aurecon Singapore Pte Ltd as an environmental consultant. In April 2026, construction works were commenced and are scheduled to be completed by 2028. | 1.3836 | 103.9674 | The project involves the construction of a four-story Floating Data Centre Park (FDCP) covering approximately 9,870m2 on land and 7,580m2 of sea space at the Loyang Offshore Supply Base, in Singapore. The US$220 million project includes the following: 1. Construction of four levels of data halls 2. Construction of UPS rooms 3. Construction of battery rooms 4. Construction of mechanical and electrical plant rooms 5. Construction office spaces 6. Construction of a network operations center 7. Construction of a fire command center 8. Construction of staging areas 9. Construction of loading and unloading zones 10. Installation of seawater-cooled chillers | Colocation Data Center; Heating, ventilation and air conditioning (HVAC) |  |  | April 2026 - Construction works commenced. October 2025 - Study activities are underway. August 2024 - Keppel Data Centres started an environmental impact assessment (EIA) for the project. April 25, 2023 - Woodside and Keppel Data Centres sign Heads of Agreement for liquid hydrogen supply. May 2021 - Keppel Data Centres, Kawasaki Heavy Industries, Ltd., Linde Gas Singapore Pte Ltd, Mitsui O.S.K. Lines, Ltd and Vopak LNG Holding B.V have signed a MOU to jointly explore the concept development of a supply infrastructure to bring liquefied hydrogen (LH2) into Singapore to power Keppel’s data centers. October 26, 2020 - Keppel Data Centres, City Gas and City-OG Gas Energy Services have signed a MOU to explore using Liquefied Natural Gas (LNG) and hydrogen to power the FDCP. June 18, 2020 - Keppel Data Centres and Mitsubishi Heavy Industries Asia Pacific Pte. Ltd. have signed a MOU to jointly explore the implementation of the hydrogen powered tri-generation plant concept for data centers in Singapore. April 20, 2020 - Keppel Data Centres has signed separate MOUs with Toll Group and Royal Vopak respectively to study the feasibility of developing a FDCP and LNG-to-power infrastructure. Q1 2018 - Keppel Data Centres announced plans to build a floating data center in Singapore. | Construction Commenced | 4 | Not Funded / Unconfirmed | Private | Keppel Data Centres Holding Pte Ltd |  |  | Aurecon Singapore Pte Ltd;Koninklijke Vopak NV
551787 | 551787 | 2026-04-24 12:10 | CleanSpark – Austin County Data Center – Texas | CleanSpark – Austin County Data Center – Texas | https://construction.globaldata.com/Projects/Overview/551787 | Planning | Parent | 400 | 2025 Q1 | 2027 Q1 | 2029 Q4 | North America | United States | Texas | Austin |  |  | Commercial & Leisure | Data Center | Data Center |  | Medium | New | Onshore | CleanSpark is planning to construct a hyperscale data center in Austin County, Texas, the US. The project involves the construction of a data center with a power consumption capacity of 285MW on 110ha of land. It includes the construction of data halls, server rooms, meeting rooms, an administrative space, a substation, and the installation of generators, cooling systems, equipment, and safety and security systems. The data center campus to serve AI, cloud, and enterprise workloads. The facility draws power from the utility grid. Katten Muchin Rosenman LLP has been appointed as a legal advisor. | 29.8916 | -96.2443 | The project involves the construction of a data center with a power consumption capacity of 285MW on 110ha of land in Texas, the US. The US$400 million project includes the following: 1. Construction of server rooms 2. Construction of meeting rooms 3. Construction of data halls 4. Construction of an administrative space 5. Construction of a substation 6. Installation of generators 7. Installation of cooling systems 8. Installation of safety and security systems | Heating, ventilation and air conditioning (HVAC); Hyperscale Data Center |  |  | April 2026 - Planning activities are underway. November 2025 - Planning activities are underway. Q1 2025 - CleanSpark announced plans for the construction of a data center in Texas. | No Major Development | 0 | Not Funded / Unconfirmed | Private | CleanSpark Inc
551916 | 551916 | 2026-04-24 11:24 | Ark Data Centres – Hilfield Park Center Campus – Hertfordshire | Ark Data Centres – Hilfield Park Center Campus – Hertfordshire | https://construction.globaldata.com/Projects/Overview/551916 | Planning | Parent | 2600 | 2024 Q4 | 2027 Q1 | 2029 Q4 | Europe | United Kingdom | Hertfordshire | Watford | at the former Mercure Hotel and land to the South East, Tylers Way | WD25 8JH | Commercial & Leisure | Data Center | Data Center | Parking Facilities | Low | Redevelopment | Onshore | Ark Data Centres is planning to redevelop a data center campus known as Hilfield Park, at the former Mercure Hotel and land to the South East, Tylers Way, Watford in UK. The project involves the demolition of existing buildings followed by the construction of a 11,687m2 data center campus with a power consumption capacity of 200MW on 7.3ha of land. It includes the construction of four data center buildings, two substations, a 299m2 visitor reception center (VRC) as the main campus entrance, four storeys of data halls, storage space, office space, 119 parking spaces, and the installation of hydrotreated vegetable oil (HVO) fuel back-up generators, elevator, safety and security systems. The facility will be powered by 100% renewable energy. It will receive power from the National Grid primary substation. The facility will feature advanced cooling systems, ensuring optimal performance and efficiency with maximum reliability. Nicholas Webb Architects has been appointed as an architect, Savills Plc as an environmental consultant, In 2021, Regen Properties LLP, a partnership between Griggs Homes and First Urban, was approved for a development totaling five warehouses, however, plans didn’t move further. The construction works are scheduled to be completed by 2029. | 51.6553 | -0.39602 | The project involves the construction of a data center campus with a power consumption capacity of 200MW on 7.3ha of land in Watford, the UK The US$2,600 million project includes the following: 1. Construction of four data center buildings 2. Construction of a 1,500m2 substation 3. Construction of a 1,800m2 substation 4. Construction of a 299m2 visitor reception center 5. Construction of four storeys of data halls 6. Construction of storage space 7. Construction of office space 8. Construction of 119 parking spaces 9. Installation of HVO fuel back-up generators 10. Installation of elevator 11. Installation of safety and security systems | Colocation Data Center; Elevator; Green data center |  |  | April 2026 - Planning activities are underway. December 2025 - Ark Data Centres has submitted a planning application to the Hertsmere Borough Council. November 2025 - Public consultations are underway, simultaneously Ark data is in the process of preparing planning documents to submit to the council. October 2025 - Public consultations were launched. Q1 2025 - Ark Data Centres announced plans to build a data center campus in Watford. | No Major Development | 0 | Not Funded / Unconfirmed | Private | Ark Data Centres Limited |  | Nicholas Webb Architects | Savills Plc
450451 | 450451 | 2026-04-24 10:08 | META – Project Cosmo Data Center – Wyoming | META – Project Cosmo Data Center – Wyoming | https://construction.globaldata.com/Projects/Overview/450451 | Execution | Parent | 800 | 2020 Q1 | 2024 Q3 | 2027 Q4 | North America | United States | Wyoming | Cheyenne | High Plains Business Park. | WY 82007 | Commercial & Leisure | Data Center | Data Center |  |  | New | Onshore | Meta Platforms Inc. is undertaking the construction of a hyperscale data center in Cheyenne, Laramie County, Wyoming, the US. The project involves the construction of a 66,425.6m2 data center comprising two buildings on 388ha of land. It includes the construction of server rooms, control rooms, office space, break rooms, administrative space, and the installation of equipment and safety and security systems. The project is committed to operating on 100% renewable energy and will feature a closed-loop cooling system. The facility is designed to meet LEED Gold Certification. It is expected to employ over 1000 skilled trade workers and 100 operational jobs once completed. Fortis Construction Inc has been appointed as the main contractor and Encore Electric Inc as the electrical consultant for the project. In February 2023, Goat Systems, LLC, an affiliate of Meta has signed a Memorandum of Understanding with the City of Cheyenne. In November 2023, Meta secured planning approvals from the City of Chayenne, WY. In July 2024, the construction works commenced and are scheduled to be completed in 2027. | 41.1194 | -104.9828 | The project involves the construction of a 66,425.6m2 data center comprising two buildings on 388ha of land in Cheyenne, Wyoming, the US. The US$800 million project includes the following: 1. Construction of server rooms 2. Construction of control rooms 3. Construction of an office space 4. Construction of break rooms 5. Construction of an administrative space 6. Installation of equipment 7. Installation of safety and security systems | Green data center; Heating, ventilation and air conditioning (HVAC); Hyperscale Data Center; LEED |  |  | April 2026 - Construction works are underway. November 2025 - Construction works are underway. February 2025 - Construction works are underway. July 2024 - Construction works are underway. July 2024 - Construction works commenced. November 2023 - Meta secured planning approvals from the City of Chayenne, WY. February 2023 - Goat Systems, LLC, an affiliate of Meta has signed a Memorandum of Understanding with the City of Cheyenne. Q1 2020 - Meta Platforms announced plans to construct a data center in Cheyenne. | Project work on Schedule | 1 | Not Funded / Unconfirmed | Private | Meta Platforms Inc | Fortis Construction Inc |  | Encore Electric Inc
551282 | 551282 | 2026-04-24 06:21 | Fairmount Pptys/ OaklandU – 253 Pioneer Drive Data Center – Michigan | Fairmount Pptys/ OaklandU – 253 Pioneer Drive Data Center – Michigan | https://construction.globaldata.com/Projects/Overview/551282 | Study | Parent | 150 | 2025 Q1 | 2028 Q1 | 2030 Q4 | North America | United States | Michigan |  | 253 Pioneer Drive | 48309 | Commercial & Leisure | Data Center | Data Center |  | Medium | New | Onshore | Oakland University (OU) is planning to construct an edge data center on the P-35 parking lot, near an existing DTE substation in Michigan, the US. The project involves the construction of a data center with a power consumption capacity of 26MW on 2.02ha of land. It includes the construction of server rooms, data halls, 93m2 office space for OU's AI Institute, and a 186m2 compute infrastructure, and the installation of equipment, generators, safety and security systems. The project is committed to operating on 100% renewable energy. It is equipped with reliable uninterruptible power supply (UPS) units and generators for backup power systems. It utilises municipal water lines for the cooling system, ensuring optimal performance and efficiency with maximum reliability. It is being designed to achieve LEED certification. It will recapture the heat and send it back to the OU central heating plant. It will bring potential for smart campus technology, artificial intelligence research, experimental and digital learning, jobs for students, and the local economy. The data center is required to recapture heat and send it back to the OU central heating plant. Brailsford and Dunlavey has been appointed as a lead consultant. In September 2025, OU has selected Fairmount Properties selected as developer. A pre-development services has been executed to engage in due diligence or or feasibility phase prior to finalizing a formal development agreement The feasibility phase is scheduled to tale place until June 2026, and subject to the outcome of the feasibility phase, the project will advance to the Board of Trustees for approval. Subject to approvals and site design, construction works are expected to commence in the first quarter of 2028. | 42.6686 | -83.2143 | The project involves the construction of an edge data center with a power consumption capacity of 26MW on a 2.02ha land located at 253 Pioneer Drive in Rochester, Michigan, the US. The US$150 million project includes the following: 1. Construction of data halls 2. Construction of server rooms 3. Construction of office space 4. Installation of electric vehicle charging stations 5. Installation of generators and UPS units 6. Installation of safety and security systems | Edge Data Center; Green data center; Heating, ventilation and air conditioning (HVAC); LEED |  |  | April 2026 - The feasibility study is underway. September 2025 - Oakland University has selected Fairmount Properties as a developer for the project. June 2025 - Oakland University issued a request for proposal (RFP) for a developer to design, build, finance, operate, and maintain (DBFOM) the project. January 2025 - Oakland University announced plans to build data center in Michigan, the US. | Project work on Schedule | 1 | Not Funded / Unconfirmed | Private | Fairmount Properties;Oakland University |  | Fairmount Properties | Brailsford & Dunlavey Inc
513087 | 513087 | 2026-04-24 05:32 | AWS – Cyberjaya I Data Center – Selangor | AWS – Cyberjaya I Data Center – Selangor | https://construction.globaldata.com/Projects/Overview/513087 | Execution | Parent | 200 | 2022 Q4 | 2024 Q4 | 2027 Q2 | Asia-Pacific | Malaysia | Selangor |  | Persiaran APEC, Cyberjaya, near EdgeConnex's KUL21 data center | 63000 | Commercial & Leisure | Data Center | Data Center | Office Buildings |  | New | Onshore | Amazon Web Services (AWS) is undertaking the construction of a hyperscale data center at Persiaran APEC, Cyberjaya, Selangor, Malaysia. The project involves the construction of a data center on 8.09ha of land. It will be developed in multiple phases. It includes the construction of server rooms, a control room, data halls, two-story offices with two mezzanine floors and one M&E floor, a guard host, a filling unit, two waste collection center units, three water storage tank blocks, a cooling tower water tank block, a consumer landing station unit, a dry pond unit, a 275KV main switching station, and related facilities, and the installation of safety, and security systems. The facility has been committed to operating on 100% renewable energy, and it will utilize reclaimed wastewater cooling systems. Asima Architects Sdn Bhd and Pertubuhan Akitek Malaysia have been appointed as architects, Landarc Associates Sdn Bhd as a landscape architect, ARUP Jururunding Sdn Bhd as a consulting engineer, and a mechanical and electrical engineer for the project. In March 2024, Sunway Construction Sdn Bhd, a subsidiary of Sunway Construction Group Bhd, was awarded a US$171 million construction contract for the development of the first phase of the project. It is Amazon's first data center in Malaysia and is part of a US$6,446 million investment across the country. Construction is scheduled to be completed in the second quarter of 2027. | 2.9052 | 101.6556 | The project involves the construction of a data center on 8.09ha of land at Persiaran APEC, Cyberjaya, Selangor, Malaysia. The US$200 million project includes the following: 1. Construction of server rooms 2. Construction of a control room and data halls 3. Construction of two-story offices with two mezzanine floors and one M&E floor 4. Construction of a guard host and a filling unit 5. Construction of two waste collection center units 6. Construction of three water storage tank blocks 7. Construction of a cooling tower water tank block 8. Construction of a consumer landing station unit 9. Construction of a dry pond unit 10. Construction of a 275KV main switching station 11. Construction of related facilities 12. Installation of safety and security systems | Heating, ventilation and air conditioning (HVAC); Hyperscale Data Center |  |  | April 2026 - Construction activities are progressing well on the site. October 2025 - Construction activities are underway. July 2025 - Construction activities are underway. August 2024 - Asima Architects has been appointed as an architect. March 2024 - Sunway Construction Sdn Bhd was awarded a US$171 million contract for the development of the project. June 2023 - Planning activities are underway. Q4 2022 - AWS announced plans to build a data center at Persiaran APEC. | Project work on Schedule | 1 | Not Funded / Unconfirmed | Private | Amazon Web Services Inc | Sunway Construction Sdn Bhd | Asima Architects Sdn Bhd;Landarc Associates Sdn Bhd;Pertubuhan Akitek Malaysia | ARUP Jururunding Sdn Bhd
564235 | 564235 | 2026-04-24 05:13 | ClimateChange Energy / NOYA Generalplanung – Demmin Data Center Complex – Mecklenburg-Vorpommern | ClimateChange Energy / NOYA Generalplanung – Demmin Data Center Complex – Mecklenburg-Vorpommern | https://construction.globaldata.com/Projects/Overview/564235 | Announced | Parent | 1154 | 2026 Q2 | 2028 Q2 | 2030 Q4 | Europe | Germany | Mecklenburg-Vorpommern |  | between B110 & Quitzerower Weg | 17109 | Commercial & Leisure | Data Center | Data Center |  | Medium | New | Onshore | Climate Change Energy and NOYA-Generalplanung und Projektmanagement GmbH are planning to construct a data center between the B110 motorway and Quitzerower Weg in Demmin, Mecklenburg-Vorpommern, Germany. The project involves the construction of a data center with a capacity of 300MW, administrative facilities, parking facilities, and the installation of technical equipment such as servers and data lines, a heat pump, and power facilities. NOYA-Generalplanung und Projektmanagement GmbH will be responsible for planning work. The project will create 250 direct jobs and 1,000 indirect jobs. Climate Change Energy is currently negotiating with the Demmin City to sign the property purchase agreement and the power purchase agreements with the grid operators, such as 50 Hertz and Edis. | 53.9053 | 13.0503 | The project involves the construction of a data center between the B110 motorway and Quitzerower Weg in Demmin, Mecklenburg-Vorpommern, Germany. The US$1,154 million project includes the following: 1. Construction of a data center with a capacity of 300MW 2. Construction of administrative facilities 3. Construction of parking facilities 4. Installation of technical equipment such as servers and data lines 5. Installation of power facilities |  |  |  | April 07, 2026 - Climate Change Energy announced plans to construct a data center complex in Demmin. | Project Plan Announced | 1 | Not Funded / Unconfirmed | Private | ClimateChange Energy GmbH;NOYA Generalplanung and Projektmanagement GmbH |  |  | NOYA Generalplanung and Projektmanagement GmbH
350337 | 350337 | 2026-04-23 16:50 | Equinix/ GIC – xScale Data Center Program – Madrid | Equinix/ GIC – xScale Data Center Program – Madrid | https://construction.globaldata.com/Projects/Overview/350337 | Cancelled | Program | 280 | 2021 Q2 | Awaiting Confirmation | 2026 Q2 | Europe | Spain | Madrid | Madrid |  |  | Commercial & Leisure | Data Center | Data Center |  |  | New | Onshore | Equinix, Inc. (EQIX)( 20%) and GIC Private Limited (GIC) (80%), formerly known as the Government of Singapore Investment Corporation planned to construct a data center program in Madrid, Spain. The program involves the construction of two xScale data centers, server rooms, administrative facilities, and parking facilities, and the installation of electrical and mechanical equipment. | 40.4165 | -3.7026 | The program involves the construction of data centers in Madrid, Spain. The US$280 million program includes the following: 1. Construction of two xScale data centers 2. Construction of server rooms 3. Construction of administrative facilities 4. Construction of parking facilities 5. Installation of electrical and mechanical equipment | Colocation Data Center; LEED |  |  | July 2025 - We have not been able to obtain further updates on this project. We have retained the same project stage and amended the key dates accordingly. We will update the profile as soon as we obtain any new information. March 2025 - We have not been able to obtain further updates on this project. We have retained the same project stage and amended the key dates accordingly. We will update the profile as soon as we obtain any new information. May 2024 - We have not been able to obtain further updates on this project. We have retained the same project stage and amended the key dates accordingly. We will update the profile as soon as we obtain any new information. June 2023 - We have not been able to obtain further updates on this project. We have retained the same project stage and amended the key dates accordingly. We will update the profile as soon as we obtain any new information. | Project has been Cancelled | -5 | Not Funded / Unconfirmed | Private | Equinix Inc;GIC Private Ltd
479752 | 479752 | 2026-04-23 16:11 | Core Scientific – Auburn 1 Data Center – Alabama | Core Scientific – Auburn 1 Data Center – Alabama | https://construction.globaldata.com/Projects/Overview/479752 | Execution | Parent | 135 | 2024 Q4 | 2026 Q1 | 2028 Q4 | North America | United States | Alabama | Auburn | 1571 W Samford Avenue | 36832 | Commercial & Leisure | Data Center | Data Center |  |  | New | Onshore | Core Scientific Inc. is undertaking the construction of a Tier III colocation data center in Auburn, Alabama, the US. The project involves the construction of a 3,642m2 data center with a total power capacity of 50MW on 2ha of land. It includes the construction of data halls, office space, conference rooms, and storage rooms, and the installation of cooling system, safety and security systems. The project will be developed in the phases. The first phase will deliver 30MW of power capacity. The facility is Alabama’s first NVIDIA-certified, AI-enabled data center. Brasfield & Gorrie LLC has been appointed as the main contractor. Construction works on the first 10MW in scheduled to be completed in the fourth quarter of 2026. | 32.6011 | -85.5137 | The project involves the construction of 3,642m2 data center with a total power capacity of 50MW on 2ha of land at 1571 W Samford Avenue in Auburn, Alabama, the US. The US$135 million project includes the following: 1. Construction of data halls 2. Construction of office space 3. Construction of conference rooms 4. Construction of storage rooms 5. Installation of cooling system 6. Installation of safety and security systems | Colocation Data Center; Heating, ventilation and air conditioning (HVAC); Tier 3 Data Center |  |  | April 2026 - Construction works are underway. March 2026 - Construction works commenced on the first phase. February 2026 - Brasfield & Gorrie LLC was awarded US$55 million construction contract. March 2025 - Planning activities are underway. Q4 2024 - Core Scientific announced plans to build a computing facility in Auburn. | Project work on Schedule | 1 | Not Funded / Unconfirmed | Private | Core Scientific Inc | Brasfield & Gorrie LLC
564044 | 564044 | 2026-04-23 15:02 | WULF – Hawesville Data Center – Kentucky | WULF – Hawesville Data Center – Kentucky | https://construction.globaldata.com/Projects/Overview/564044 | Planning | Parent | 4000 | 2026 Q1 | 2027 Q3 | 2030 Q4 | North America | United States | Kentucky |  |  |  | Commercial & Leisure | Data Center | Data Center |  | Medium | New | Onshore | TeraWulf Inc. is planning to build a hyperscale AI data center in Hawesville, Kentucky, the US. The project involves the construction of a data center with a consumption capacity of 480MW on 101.1ha of land. It includes the construction of data halls, server rooms, a substation and the installation of generators and uninterruptible power supply (UPS) units, cooling systems and safety and security systems. Fluor Corporation has been appointed to perform master planning, early engineering, and pre-construction services. The facility will be powered by utility power through grid-connection. TeraWulf develops, owns and operates energy-advantaged, industrial-scale data center infrastructure in the United States, purpose-built for high-performance computing and artificial intelligence workloads. | 37.9001 | -86.755 | The project involves the construction of a data center with a consumption capacity of 480MW on 101.1ha of land in Hawesville, Kentucky, the US. The US$4,000 million project includes the following: 1. Construction of data halls 2. Construction of server rooms 3. Construction of a substation 4. Installation of generators and uninterruptible power supply (UPS) units 5. Installation of the cooling system 6. Installation of safety and security systems | Artificial Intelligence; Hyperscale Data Center |  |  | April 2026 - Planning activities are underway. March 2026 - Fluor Corporation has signed agreement to provide master planning and pre-construction services. Q1 2026 - TeraWulf Inc. announced plans to build a data center in Hawesville, Kentucky. | Project work on Schedule | 1 | Not Funded / Unconfirmed | Private | TeraWulf Inc |  |  | Fluor Corp
470348 | 467105 | 2026-04-23 14:29 | DataBank – Red Oak Data AI Center Campus: DFW10 – Texas | DataBank – Red Oak AI Data Center Campus – Texas | https://construction.globaldata.com/Projects/Overview/470348 | Execution | Sub | 256 | 2024 Q1 | 2025 Q1 | 2028 Q3 | North America | United States | Texas | Dallas | 3330 Batchler Road | TX 75154 | Commercial & Leisure | Data Center | Data Center |  |  | New | Onshore | DataBank is undertaking the construction of an AI, hyperscale tierIII data center at 3330 Batchler Road in Red Oak in Dallas, Texas, the US. The project involves the construction of an 18,580m2 two-story data center with a consumption capacity of 60MW. It also includes the construction of server rooms, meeting rooms, an administrative space, parking facilities, and the installation of safety and security systems. The project will be powered by 100% renewable energy from Oncor, and it will utilise an air-and-liquid cooling system. JHET Architects has been appointed as the architect, Yates as the contractor, and MUFG Bank as the administrative agent, coordinating lead arranger, and sole bookrunner for the loan transaction. Construction is scheduled to be completed by August 2028. | 32.5479 | -96.7388 | The project involves the construction of an 18,580m2 two-story data center at Stainback Road in Red Oak, Dallas, Texas, the US. The US$256 million project includes the following: 1. Construction of server rooms 2. Construction of meeting rooms 3. Construction of an administrative space 4. Construction of parking facilities 5. Installation of an air-and-liquid cooling system 6. Installation of safety and security systems | Heating, ventilation and air conditioning (HVAC); Hyperscale Data Center; Tier 3 Data Center |  |  | April 2026 - Construction activities are underway. March 2026 - Construction activities are underway. August 2025 - Construction activities are underway. November 2024 - DataBank submitted plans to City of Red Oak. January 2024 - DataBank announced plans to build a data center in Texas. | Project work on Schedule | 1 | Partially Funded | Private | DataBank Ltd | Yates Construction | JHET Architects
449501 | 467105 | 2026-04-23 14:28 | DataBank – Red Oak AI Data Center Campus: DFW9 – Texas | DataBank – Red Oak AI Data Center Campus – Texas | https://construction.globaldata.com/Projects/Overview/449501 | Execution | Sub | 256 | 2023 Q2 | 2024 Q3 | 2027 Q1 | North America | United States | Texas | Dallas | 3080 Batchler Rd. - Red Oak | TX 75154 | Commercial & Leisure | Data Center | Data Center |  |  | New | Onshore | DataBank is undertaking the construction of an AI, hyperscale tierIII data center at 3080 Batchler Road in Red Oak in Dallas, Texas, the US. The project involves the construction of an 18,580m2, 60MW data center. It also includes the construction of server rooms, meeting rooms, an administrative space, parking facilities, and the installation of safety and security systems. JHET Architects has been appointed as the architect, Rogers-O'Brien Construction as the contractor, and MUFG Bank as the administrative agent, coordinating lead arranger, and sole bookrunner for the loan transaction. The project will be powered by 100% renewable energy from Oncor, and it will utilise an air and liquid cooling system In April 2024, DataBank secured a US$725 million credit facility to support ongoing expansion. In February 2024, the company also obtained a US$456 million green bond. Upon completion, the project DFW9 will be the first building in phase one of DataBank's 480MW eight-building development. Construction works are expected to be completed by the first quarter of 2027. | 32.5427 | -96.8077 | The project involves the construction of an 18,580m2, 60MW data center at Stainback Road in Red Oak, Dallas, Texas, the US. The US$256 million project includes the following: 1. Construction of server rooms 2. Construction of meeting rooms 3. Construction of an administrative space 4. Construction of parking facilities 5. Installation of an air and liquid cooling system 6. Installation of safety and security systems | Heating, ventilation and air conditioning (HVAC); Hyperscale Data Center; Tier 3 Data Center |  |  | April 2026 - Construction activities are underway. March 2026 - Construction activities are underway. August 2025 - Construction activities are underway. June 2025 - Construction activities are underway. July 2024 - Design activities are underway. December 2023 - Planning activities are underway. Q2 2023 - DataBank announced plans to build a data center in Texas. | Project work on Schedule | 1 | Partially Funded | Private | DataBank Ltd | Rogers-O'Brien Construction | JHET Architects
467105 | 467105 | 2026-04-23 14:07 | DataBank – Red Oak AI Data Center Campus – Texas | DataBank – Red Oak AI Data Center Campus – Texas | https://construction.globaldata.com/Projects/Overview/467105 | Execution | Parent | 2600 | 2023 Q2 | 2024 Q3 | 2030 Q4 | North America | United States | Texas |  | Batchler Road & Stainback Road | TX 75125 | Commercial & Leisure | Data Center | Data Center |  |  | New | Onshore | DataBank is undertaking the construction of an AI hyperscale, tierIII data center campus at Batchler Road & Stainback Road in Red Oak, Texas, the US. The project involves the construction of eight two-story data centers with a consumption capacity of 480MW on 118ha of land. It also includes data halls, a 400MW sub-station, server rooms, control rooms, an office space, and the installation of safety and security systems. It will be implemented in two phases. Phase one includes the construction of four buildings and a 400MW sub-station, and the second phase includes four buildings. Phase one includes: DFW9 is an 18,580m2, two-story data center, which is scheduled to be completed in the first quarter of 2027. DFW10 is an 18,580m2, two-story data center, which is scheduled to be completed in August 2028. DFW11 is an 18,580m2, two-story data center, which is scheduled to be completed by January 2028. DFW12 is a an 18,580m2, two-story data center is scheduled to be completed in November 2028. Phase two includes: DFW13 is a 39,499m2 data center. Upon completion, the 400MW substation from Oncor can deliver up to 240MW of critical IT power, totalling 480MW across all eight buildings. The project will be powered by 100% renewable energy from Oncor, and it will utilise an air-and-liquid cooling system. Supports 45kW+ air cooling and 130kW+ liquid cooling AI-Optimised power & cooling infrastructure amenities. JHET Architects and Kimley-Horn and Associates Inc have been appointed as an architect, Brasfield & Gorrie, Yates Construction, Rogers-O'Brien Construction as a contractor, Bennett & Pless Inc as a structural engineer, and MUFG Bank as an administrative agent, coordinating lead arranger and sole bookrunner for the transaction of the loan. In April 2026, DataBank secured a US$2,000 million green loan for the first three, designated DFW9, DFW10 and DFW11 buildings tied to strict energy, water, and emission standards. This funding supports their commitment to becoming carbon neutral by 2030. | 32.5354 | -96.7352 | The project involves the construction of eight, two-story data centers with a consumption capacity of 480MW on 118ha of land in Red Oak, Texas, the US. The US$1,200 million project includes the following: 1. Construction of data halls 2. Construction of a 400MW sub-station 3. Construction of server rooms 4. Construction of control rooms 5. Construction of an office space 6. Installation of safety and security systems | Heating, ventilation and air conditioning (HVAC); Hyperscale Data Center; Tier 3 Data Center |  |  | April 2026 - DataBank secured a US$2,000 million green loan for the project. March 2026 - Construction activities are underway. August 2025 - Construction activities are underway. December 2024 - Construction activities are underway. July 2024 - Construction works commenced. January 2024 - Planning activities are underway. Q2 2023 - DataBank announced plans to build a data center in Texas. | Funding Secured | 2 | Partially Funded | Private | DataBank Ltd | Rogers-O'Brien Construction;Yates Construction | JHET Architects;Kimley-Horn and Associates Inc | Bennett & Pless Inc
551901 | 551901 | 2026-04-23 14:00 | Tract – Mountain Road Technology Park – Virginia | Tract – Mountain Road Technology Park – Virginia | https://construction.globaldata.com/Projects/Overview/551901 | Planning | Parent | 9000 | 2025 Q2 | 2028 Q3 | 2036 Q4 | North America | United States | Virginia |  | 13074 Mountain Road and 12517 Winns Church Road | 23059 | Commercial & Leisure | Data Center | Data Center |  | Medium | New | Onshore | Tract, an affiliate of Marchetti Properties, is planning to build a hyperscale data center campus located along the east side of Mountain Road (U.S. Route 33) at the Henrico County line (Chickahominy River) in Hanover County, Virginia, the US. The project involves the construction of a data center campus on 173ha of land. It includes the construction of six data center buildings with a maximum height of 19m and a consumption capacity of 900MW on 52ha of land. It includes the construction of data halls, substations, conference rooms, break rooms, meet-me rooms, server rooms and an office space, and the installation of racks and safety and security systems. The facility draws power from the utility grid and will use an average of 600,000 gallons of water per day. Norris Design Inc. has been appointed as the architect, Kimley-Horn and Associates Inc. as the planner and design consultant, Ramboll Americas Engineering Solutions as an environmental consultant. In April 2026, the Hanover Planning Commission recommend approval of the rezoning application. The matter will now proceed to the Hanover County Board of Supervisors for a final decision. | 37.6989 | -77.5335 | The project involves the construction of a data center campus comprising six data center buildings with a consumption capacity of 900MW on 173ha of land at 13074 Mountain Road and 12517 Winns Church Road in Hanover County, Virginia, the US. The US$9,000 million project includes the following: 1. Construction of data halls 2. Construction of conference rooms 3. Construction of substations 4. Construction of meet-me rooms 5. Construction of an office space 6. Installation of generators 7. Installation of racks 8. Installation of safety and security systems | Heating, ventilation and air conditioning (HVAC) |  | https://mountainroadtechpark.com/ | April 2026 - The Hanover Planning Commission recommended approval for the rezoning application to the County’s Board of Supervisors. November 2025 - The project is in the early planning stage. September 2025 - Tract submitted a rezoning application to the Hanover County Council. Q2 2025 - Tract announced plans to build a data center campus in Virginia. | Project work on Schedule | 1 | Not Funded / Unconfirmed | Private | Tract |  | Kimley-Horn and Associates Inc;Norris Design Inc | Kimley-Horn and Associates Inc;Ramboll USA Inc
407666 | 407666 | 2026-04-23 13:52 | Aligned – Hillsboro Data Center Campus – Oregon | Aligned – Hillsboro Data Center Campus – Oregon | https://construction.globaldata.com/Projects/Overview/407666 | Execution | Parent | 250 | 2023 Q1 | 2023 Q4 | 2026 Q4 | North America | United States | Oregon | Hillsboro | NE 30th Ave. & NE Evergreen Road | 97124 | Commercial & Leisure | Data Center | Data Center |  |  | Expansion | Onshore | Aligned Data Centers (Aligned) is undertaking the construction of a colocation Tier III data center campus in Hillsboro, Oregon, the US. The project involves the construction of a four-storey data center campus with a capacity of 108MW. It includes the construction of two data center buildings, the first building known as "PDX-01" with a capacity of 72MW consists of 12, 6MW data halls on 11ha of land, and the second building known as "PDX-02" with a capacity of 36MW. It includes the construction of four levels above grade slab on metal deck, data halls, meeting rooms, office space, storage facilities and parking facilities, and the installation of safety and security systems. The project is committed to operating on 100% renewable energy. The facility is fed from the utility grid via Portland General Electric via a block-redundant power architecture with N+1 topology. On-site power resiliency includes 3MW standby generator capacity and 2MW of UPS capacity arranged in line-up configurations to support continuous operation. Cooling is delivered by Delta air-cooling arrays housed in dedicated mechanical galleries, with a closed-loop chilled water system and secondary loop plumbing featuring valves and taps to accommodate DeltaFlow liquid cooling for high-density GPU deployments. The cooling infrastructure is designed to provide minimum N+1 redundancy. M. Arthur Gensler Jr. & Associates Inc has been appointed as an architect, Thornton Tomasetti Inc as a consulting engineer, Holder Construction as a construction contractor, and Largo Concrete as civil sub-contractor. Calibrant along with EPC partner ARCO/Murray will deliver a 31MW/62MWh battery energy storage system at the data center campus. The on-site system is expected to be operational in 2026. Construction works on the first building commenced in October 2023. | 45.5229 | -122.9898 | The project involves the construction of a four-storey data center campus with a capacity of 108MW in Hillsboro, Oregon, the US. The US$250 million project includes the following: 1. Construction of data halls 2. Construction of meeting rooms 3. Construction of an office space 4. Construction of storage facilities 5. Construction of parking facilities 6. Installation of power and cooling systems 7. Installation of a battery energy storage system 8. Installation of safety and security systems | Colocation Data Center; Elevator; Energy storage; Tier 3 Data Center |  |  | April 2026 - Construction works are underway. February 2026 - Ground-breaking ceremony was held on the project site marking the start of construction on the BESS. November 2025 - Construction works are underway. October 22, 2025 - Calibrant Energy signed an agreement for the deliver a 31MW/62MWh battery energy storage system (BESS). June 2025 - Construction works are nearing completion for PDX-01 data center. February 2025 - Construction works are underway. July 2024 - A topping out ceremony was held for PDX-01 data center. March 2024 - Construction works are underway. October 2023 - Construction works are underway. May 2023 - Planning activities are underway. January 2023 - Aligned announced plan to build data center campus in Hillsboro. | Project work on Schedule | 1 | Not Funded / Unconfirmed | Private | Aligned Data Centers | ARCO Murray National Construction Co Inc;Holder Construction Co | M. Arthur Gensler Jr. & Associates Inc | Thornton Tomasetti Inc
340926 | 335528 | 2026-04-23 13:51 | FDDS – Mussafah Data Center: Phase 1A and 1B – Abu Dhabi | FDDS – Mussafah Data Center – Abu Dhabi | https://construction.globaldata.com/Projects/Overview/340926 | Cancelled | Sub | 350 | 2019 Q3 | 2021 Q1 | 2026 Q2 | Middle East and Africa | United Arab Emirates | Abu Dhabi | Abu Dhabi |  |  | Commercial & Leisure | Data Center | Data Center |  |  | New | Onshore | Future Digital Data Systems LLC (FDDS) is undertaking the construction of Phase 1A and 1B of the Mussafah data center at Mussafah in Abu Dhabi, the UAE. The facility is divided into two phases (1A and 1B), with an overall IT capacity target of 24 MW in the first phase and designed to Uptime Institute Tier III standards. The project includes concurrently maintainable infrastructure, mission-critical systems for colocation, business continuity, and managed services. The design also emphasizes sustainability, high-performance environmental systems, two storeys built sustainably with user experience and operational efficiency as priority. The project involves the construction of a data center with a capacity of 24MW. It includes the construction of meeting rooms, conference rooms, delivery rooms, office areas, car parking facilities, landscaping, installation of security systems, and associated infrastructure facilities. Serba Dinamik Group Bhd(Malaysia) has been appointed as the main contractor with a contract value of US$350 million and the construction works are yet to commence. Construction works are expected to be commenced by the end of March 2021. In June 2021, the foundation and piling works are underway simultaneously. As of September 2021, piling works are completed. As per the site visit on December 23, 2021, the project is on hold. As of March 2022, the project continues to be on hold. As per the site visit on August 11, 2022, the project continues to be on hold. The project continues to be on hold and the time frame for its revival is unknown at this juncture. As per the visit on January 11, 2023, the project continues to be on hold. The project is still on hold. In November 2023, the project continues to be on hold. In March 2024, the project continues to be on hold and the time frame for its revival is unknown at this juncture. In October 09, 2024, the project continues to be on hold and the time frame for its revival is unknown at this juncture. The project has been delayed since 2022. Hence, we assume that the project did not materialize. The status of the profile, therefore, has been changed to cancelled. We will update the project accordingly if anything changes in the future. | 24.2689 | 54.4667 | Future Digital Data Systems LLC (FDDS) is undertaking the construction of Phase 1A and 1B of the Mussafah data center at Mussafah in Abu Dhabi, the UAE. The facility is divided into two phases (1A and 1B), with an overall IT capacity target of 24 MW in the first phase and designed to Uptime Institute Tier III standards. The project includes concurrently maintainable infrastructure, mission-critical systems for colocation, business continuity, and managed services. The design also emphasizes sustainability, high-performance environmental systems, two storeys built sustainably with user experience and operational efficiency as priority. Plot no - 126SR35 The project will be implemented in phases. The US$350 million project includes the following: 1. Phase 1A and 1B: a. Construction of a data center of 24MW IT capacity b. Building works c. MEP works d. Civil works 2. Construction of meeting rooms 3. Construction of conference rooms 4. Construction of delivery rooms 5. Installation of security systems 6. Development of landscape areas | Colocation Data Center; Heating, ventilation and air conditioning (HVAC) | Phase 1A and 1B of the Mussafah data center are being developed at Mussafah in Abu Dhabi. |  | April 2026 - The project has been delayed since 2022. Hence, we assume that the project did not materialize. The status of the profile, therefore, has been changed to cancelled. We will update the project accordingly if anything changes in the future. June 2025 - As per the site visit on June 3, 2025, the project continues to be on hold and the time frame for its revival is unknown at this juncture. October 2024 - As per the site visit on October 09, 2024, the project continues to be on hold and the time frame for its revival is unknown at this juncture. April 2024 - As per the site visit on March 26, 2024, the project continues to be on hold and the time frame for its revival is unknown at this juncture. November 2023 - As per the visit on November 03, 2023, the project continues to be on hold. August 2023 - The project is still on hold. January 2023 - As per the visit on January 11, 2023, the project continues to be on hold. December 2022 - The project continues to be on hold and the time frame for its revival is unknown at this juncture. September 2022 - As per the site visit on August 11, 2022, the project continues to be on hold. June 2022 - The project continues to be on hold. March 2022 - As per the site visit on March 22, 2022, the project continues to be on hold. January 2022 - As per the site visit on December 23, 2021, the project is on hold. September 2021 - Piling works are completed. July 2021 - As per the site visit on June 19, 2021, the foundation and piling works are underway simultaneously. Q2 2021 - As per the site visit on March 30, 2021, the pilling works are ongoing for a project. Universal Ground Engineering General Contracting LLC are the enabling contractor. March 2021 - Construction works are expected to be commenced by the end of March 2021. January 19, 2021 - Construction works are yet to be commenced. | Project has been Cancelled | -5 | Not Funded / Unconfirmed | Private | Future Digital Data Systems | QA Construct;Serba Dinamik Group Bhd | M. Arthur Gensler Jr. & Associates Inc | Consolidated Consultants Group;De Leeuw Middle East;Joule Group UAE;Red Engineering
407807 | 407807 | 2026-04-23 13:28 | NEXTDC Ltd – AK1 Data Center – Auckland | NEXTDC Ltd – AK1 Data Center – Auckland | https://construction.globaldata.com/Projects/Overview/407807 | Planning | Parent | 89 | 2023 Q2 | 2026 Q4 | 2028 Q2 | Asia-Pacific | New Zealand | Auckland | Auckland |  |  | Commercial & Leisure | Data Center | Data Center |  | Low | New | Onshore | NEXTDC is planning to build a colocation Tier IV data center in Auckland, New Zealand. It involves the construction of a 3,000m2 data center with a consumption capacity of 15MW, which will be developed in phases. The first phase includes a 1.7MW data center. It includes the construction of server rooms, a control room, an office, and the installation of related equipment and safety and security systems. It has a target power usage effectiveness (PUE) of 1.3. | -36.8502 | 174.7582 | The project involves the construction of a 3,000m2 colocation data center with a capacity of 15MW in Auckland, New Zealand. The US$89 million project includes the following: 1. Construction of server rooms 2. Construction of a control room 3. Construction of office spaces 4. Construction of meet-me rooms 5. Installation of related equipment 6. Installation of safety and security systems | Colocation Data Center; Heating, ventilation and air conditioning (HVAC); Tier 4 Data Center |  |  | April 2026 - The project is in early stages of planning. February 2026 - Planning works continue for the development of data center. November 2025 - Planning activities are underway. January 2025 - Planning activities are underway. April 2024 - Planning activities are underway. November 2023 - Planning activities are underway. Q2 2023 - NEXTDC announced plans to build data center in Auckland. | No Major Development | 0 | Not Funded / Unconfirmed | Private | NEXTDC Ltd
562176 | 562176 | 2026-04-23 13:23 | Lincoln Prop/ Metrobloks – Liberty Data Center – Missouri | Lincoln Prop/ Metrobloks – Liberty Data Center – Missouri | https://construction.globaldata.com/Projects/Overview/562176 | Planning | Parent | 1400 | 2026 Q1 | 2027 Q2 | 2030 Q4 | North America | United States | Missouri | Liberty |  |  | Commercial & Leisure | Data Center | Data Center |  | Medium | New | Onshore | A joint venture between Metrobloks and Lincoln Property Co. is planning to build a hyperscale data center campus in Liberty, Missouri, the US. The project involves the construction of a three-building, 52,769m2 data center campus with a consumption capacity of 150MW on 12.1ha of land. It includes the construction of data halls, meet-me rooms, server rooms, a substation and the installation of generators and uninterruptible power supply (UPS) units, cooling systems and safety and security systems. The project will be developed in phases. Along with the facility, Metrobloks and the City of Liberty announced a 25-year, US$27.75 million community benefits agreement to support the Liberty Institute for Science and Ethics. The facility will be powered by utility power and is designed to use less water for cooling. | 39.2461 | -94.4191 | The project involves the construction of a three-building, 52,769m2 data center campus with a consumption capacity of 150MW on 12.1ha of land in Liberty, Missouri, the US. The US$1,400 million project includes the following: 1. Construction of data halls 2. Construction of server rooms 3. Construction of a substation 4. Installation of generators and uninterruptible power supply (UPS) units 5. Installation of the cooling system 6. Installation of safety and security systems | Heating, ventilation and air conditioning (HVAC); Hyperscale Data Center |  |  | April 2026 - Metrobloks has formed a joint venture with Lincoln Property Co. to co-develop the facility. Q1 2026 - Metrobloks announced plans to build a data center in Liberty, Missouri. | Project work on Schedule | 1 | Not Funded / Unconfirmed | Private | Lincoln Property Co;Metrobloks LLC
538746 | 538746 | 2026-04-23 13:18 | DELC/ Vantage DC – Villanueva de Gállego Data Center Campus – Aragon | DELC/ Vantage DC – Villanueva de Gállego Data Center Campus – Aragon | https://construction.globaldata.com/Projects/Overview/538746 | Study | Parent | 3748 | 2025 Q3 | 2027 Q4 | 2037 Q4 | Europe | Spain | Aragon |  |  |  | Commercial & Leisure | Data Center | Data Center |  | Medium | New | Onshore | Vantage Data Centers and Desarrollos Ecoindustriales La Cartuja SL are planning to construct a data center campus in the eco-industrial and energy park in Villanueva de Gállego, Zaragoza, Spain. The project is planned in five phases over a 47.6ha area over a decade. The first phase involves the construction of a 90MW hyperscale data center building-1, an electrical substation, and 300MW data centers in the remaining four phases. The project also includes the construction of administrative buildings, access and internal roads on a 5.73ha area, parking facilities, and the installation of security and relevant equipment. Phases II, III, and IV will have an investment of US$586 million each (EUR500 million), and phase V will cost US$1,404 million (EUR1,200 million). Endesa will provide electricity for the project. IDP Ingenieria y Arquitectura Iberia SL has been appointed as the feasibility study consultant. The project is expected to generate 100 direct jobs once it reaches full capacity. Permanent jobs will increase from 180 direct jobs in the first three years to 520 permanent direct jobs by the end of the final year of development. | 41.774 | -0.82641 | The project involves the construction of a data center campus in the eco-industrial and energy park in Villanueva de Gállego, Zaragoza, Spain. The US$3,748 million project includes the following: 1. Construction of a 90MW hyperscale data center and 300MW data centers in four further phases on a total 47.6ha area 2. Construction of administrative buildings 3. Construction of access and internal roads on a 5.73ha area 4. Construction of parking facilities 5. Installation of security and relevant equipment | Green data center; Hyperscale Data Center; Zero-Energy Building/Net-Zero Energy |  |  | April 2026 - The study is underway. December 2025 - The feasibility study consulting contract was awarded to IDP Ingenieria y Arquitectura Iberia. September 2025 - Vantage Data Centers announced plans to build a data center complex in Villanueva de Gállego, Zaragoza. | Project work on Schedule | 1 | Not Funded / Unconfirmed | Private | Desarrollos Ecoindustriales La Cartuja SL;Vantage Data Centers Management Co LLC |  |  | IDP Ingenieria y Arquitectura Iberia SL
538747 | 538746 | 2026-04-23 13:14 | DELC/ Vantage DC – Villanueva de Gállego Data Center Campus: Phase I – Aragon | DELC/ Vantage DC – Villanueva de Gállego Data Center Campus – Aragon | https://construction.globaldata.com/Projects/Overview/538747 | Study | Sub | 586 | 2025 Q3 | 2027 Q4 | 2029 Q4 | Europe | Spain | Aragon |  |  |  | Commercial & Leisure | Data Center | Data Center |  | Medium | New | Onshore | Vantage Data Centers and Desarrollos Ecoindustriales La Cartuja SL are planning to construct a data center campus: phase I in the eco-industrial park in Villanueva de Gállego, Zaragoza, Spain. The project involves the construction of a 90MW hyperscale data center. The project also includes the construction of administrative buildings, access and internal roads, parking facilities, and the installation of security and relevant equipment. Endesa will provide electricity for the project. IDP Ingenieria y Arquitectura Iberia SL has been appointed as the feasibility study consultant. | 41.774 | -0.82641 | The project involves the construction of a data center campus: phase I in the eco-industrial park in Villanueva de Gállego, Zaragoza, Spain. The US$586 million project includes the following: 1. Construction of a 90MW hyperscale data center 2. Construction of administrative buildings 3. Construction of access and internal roads 4. Construction of parking facilities 5. Installation of security and relevant equipment | Green data center; Hyperscale Data Center; Zero-Energy Building/Net-Zero Energy |  |  | April 2026 - The study is underway. December 2025 - The feasibility study consulting contract was awarded to IDP Ingenieria y Arquitectura Iberia. September 24, 2025 - Vantage Data Centers announced plans to build a data center in Villanueva de Gállego. | Project work on Schedule | 1 | Not Funded / Unconfirmed | Private | Desarrollos Ecoindustriales La Cartuja SL;Vantage Data Centers Management Co LLC |  |  | IDP Ingenieria y Arquitectura Iberia SL
417993 | 417993 | 2026-04-23 12:53 | China Unicom – Yueyang Xiangbei Big Data Center – Hunan | China Unicom – Yueyang Xiangbei Big Data Center – Hunan | https://construction.globaldata.com/Projects/Overview/417993 | Study | Parent | 96 | 2023 Q3 | Awaiting Confirmation |  | Asia-Pacific | China | Hunan | Yueyang |  |  | Commercial & Leisure | Data Center | Data Center |  | Low | New | Onshore | China United Network Communications Group Co. Ltd (China Unicom) is planning to build a data center in the Chenglingji Xingang District of Yueyang, Hunan, China. The project involves the construction of 10,000m2 computer rooms, server rooms, an administrative office, and parking facilities and the installation of 1,240 racks, equipment and safety and security systems. | 29.3571 | 113.129 | The project involves the construction of a data center in the Chenglingji Xingang District of Yueyang, Hunan, China. The USD96 million (CNY700 million) project includes the following: 1. Construction of 10,000m2 computer rooms 2. Construction of server rooms 3. Construction of an administrative office 4. Construction of parking facilities 5. Installation of 1,240 racks 5. Installation of equipment and safety and security systems |  | A data center is planned to be developed in the Chenglingji Xingang District of Yueyang, Hunan, China. The new data center will enhance the level of internet support services and provide a comprehensive data solution which helps to enable business solutions. |  | April 23, 2026 - We have not been able to obtain further updates on this project. We have retained the same project stage and amended the key dates accordingly. We will update the profile as soon as we obtain any new information. May 20, 2025 - We have not been able to obtain further updates on this project. We have retained the same project stage and amended the key dates accordingly. We will update the profile as soon as we obtain any new information. June 20, 2024 - We have not been able to obtain further updates on this project. We have retained the same project stage and amended the key dates accordingly. We will update the profile as soon as we obtain any new information. March 2024 - Study activities are underway. September 14, 2023 - China Unicom announced plans to build a data center in the Chenglingji Xingang District of Yueyang, Hunan. | Information Unavailable |  | Not Funded / Unconfirmed | Private | China United Network Communications Group Co Ltd
563694 | 563694 | 2026-04-23 10:42 | NOYA Generalplanung/ Serban DC – Freyenstein Data Center Campus – Brandenburg | NOYA Generalplanung/ Serban DC – Freyenstein Data Center Campus – Brandenburg | https://construction.globaldata.com/Projects/Overview/563694 | Announced | Parent | 29424 | 2026 Q2 | 2030 Q1 | 2035 Q4 | Europe | Germany | Brandenburg |  | along Landstrasse L14 (Wittstock/Dosse) between Freyenstein and Neu Cölln | 16918 | Commercial & Leisure | Data Center | Data Center |  | Medium | New | Onshore | SERBAN DC GmbH and NOYA-Generalplanung und Projektmanagement GmbH are planning to construct a data center campus along Landstrasse L14 (Wittstock/Dosse) between Freyenstein and Neu Cölln in the Ostprignitz-Ruppin district, Brandenburg, Germany. The project involves the construction of a data center campus on a 144ha site area with an IT capacity of 720MW, 20 two-to-three-story, 27m-high data center buildings each with an IT capacity of 36MW, administrative facilities, buffer zones, agrivoltaic systems including solar photovoltaic (PV) systems with agricultural production, a substation, parking facilities, and the installation of PV systems, technical equipment such as servers and data lines, power facilities, and the laying of a 380kV power line. Originally, the project was planned in the Temnitzpark 2.0 park near Neuruppin on the A24 motorway. However, the project was cancelled due to insufficient power supply. The project will create 1,200 jobs. The US$10,593 (EUR9,000 million) will be allocated for the construction, and US$18,831 million (EUR16,000 million) for the installation of technical equipment. The project will be developed in phases. Grünhagen Lohnunternehmen GmbH & Co.KG has been appointed as the consultant. A public meeting for the first information event was held on April 21, 2026. SERBAN DC and NOYA are currently negotiating with 50Hertz for the electricity supply and to build a 380kV power line and a substation. Construction work is scheduled to commence in the first quarter of 2030. | 53.278 | 12.3615 | The project involves the construction of a data center campus on a 144ha site area with an IT capacity of 720MW along Landstrasse L14 (Wittstock/Dosse) between Freyenstein and Neu Cölln in the Ostprignitz-Ruppin district, Brandenburg, Germany. The US$29,424 million project includes the following: 1. Construction of 20 two-to-three-story, 27m-high data center buildings, each with an IT capacity of 36MW 2. Construction of administrative facilities 3. Construction of buffer zones 4. Construction of agrivoltaic systems, including solar photovoltaic (PV) systems with agricultural production 5. Construction of a substation 6. Construction of parking facilities 7. Installation of PV systems 8. Installation of technical equipment such as servers and data lines 9. Installation of power facilities 10. Laying of a 380kV power line |  |  |  | April 2026 - A private investor announced plans to construct a data center campus between two districts of Wittstock/Dosse in Brandenburg. | Project Plan Announced | 1 | Not Funded / Unconfirmed | Private | NOYA Generalplanung and Projektmanagement GmbH;Serban DC GmbH |  |  | Gruenhagen Lohnunternehmen GmbH and Co KG;NOYA Generalplanung and Projektmanagement GmbH
564200 | 563694 | 2026-04-23 10:41 | NOYA Generalplanung/ Serban DC – Freyenstein Data Center Campus: Building 6 – Brandenburg | NOYA Generalplanung/ Serban DC – Freyenstein Data Center Campus – Brandenburg | https://construction.globaldata.com/Projects/Overview/564200 | Announced | Sub | 1450 | 2026 Q2 | 2030 Q1 | 2035 Q4 | Europe | Germany | Brandenburg |  | along Landstrasse L14 (Wittstock/Dosse) between Freyenstein and Neu Cölln | 16918 | Commercial & Leisure | Data Center | Data Center |  | Medium | New | Onshore | SERBAN DC GmbH and NOYA-Generalplanung und Projektmanagement GmbH are planning to construct Data Center Building 6 along Landstrasse L14 (Wittstock/Dosse) between Freyenstein and Neu Cölln in the Ostprignitz-Ruppin district, Brandenburg, Germany. The project involves the construction of a two-to-three-story, 27m-high data center building with an IT capacity of 36MW, administrative facilities, parking facilities, and the installation of PV systems, technical equipment such as servers and data lines, and power facilities. Grünhagen Lohnunternehmen GmbH & Co.KG has been appointed as the consultant. A public meeting for the first information event was held on April 21, 2026. SERBAN DC and NOYA are currently negotiating with 50Hertz for the electricity supply and to build a 380kV power line and a substation. Construction work is scheduled to commence in the first quarter of 2030. | 53.278 | 12.3615 | The project involves the construction of Data Center Building 6 with an IT capacity of 36MW along Landstrasse L14 (Wittstock/Dosse) between Freyenstein and Neu Cölln in the Ostprignitz-Ruppin district, Brandenburg, Germany. The US$1,450 million project includes the following: 1. Construction of a two-to-three-story, 27m-high data center building with an IT capacity of 36MW 2. Construction of administrative facilities 3. Construction of parking facilities 4. Installation of PV systems 5. Installation of technical equipment such as servers and data lines 6. Installation of power facilities |  |  |  | April 13, 2026 - SERBAN DC GmbH and NOYA-Generalplanung announced plans to construct a data center campus between two districts of Wittstock/Dosse in Brandenburg. | Project Plan Announced | 1 | Not Funded / Unconfirmed | Private | NOYA Generalplanung and Projektmanagement GmbH;Serban DC GmbH |  |  | Gruenhagen Lohnunternehmen GmbH and Co KG;NOYA Generalplanung and Projektmanagement GmbH
466515 | 466515 | 2026-04-23 10:40 | Adequita Cap/ Nethits IT – Nx01 Data Center – Valencia | Adequita Cap/ Nethits IT – Nx01 Data Center – Valencia | https://construction.globaldata.com/Projects/Overview/466515 | Execution | Parent | 65 | 2024 Q2 | 2026 Q1 | 2027 Q2 | Europe | Spain | Valencia | Valencia | in the Vara de Quart industrial estate |  | Commercial & Leisure | Data Center | Data Center | Office Buildings |  | New | Onshore | Nethits and Adequita Capital Ltd are undertaking the construction of the Nx01 Data Center in Valencia, Spain. The project involves the construction of a data center with a consumption capacity of 5MW on a 0.65ha with a total gross floor area of 9,000m2, of which 1,500m2 is for office space and the installation of the latest IT equipment, security systems, and cooling equipment. The NxN_VLC1 data center will provide the supercomputing and artificial intelligence infrastructure services, as well as cloud and advanced communications services. In September 2021, the project was announced in the Docks located in La Marina de Valencia, with a consumption capacity of 20MW and an investment of US$282.41 million (EUR241 million), however, due to regulatory issues, the project was abandoned, and the capacity and investment were reduced from 20MW to 6MW and US$282.41 million (EUR241 million), respectively. Equipo Vestel Ingenieros SL has been appointed as the lead consultant. NS Nordics AS has been appointed as the design and project management contractor. Itercon Innovaciones Tecnicas y Recursos Constructivos SA has been appointed as the construction contractor. The project name has been changed from NxN_VLC1 data center to Nx01 data center. Earlier, the project was scheduled to be operational in 2026; however, due to administrative reasons, the timeline has been extended to 2027. The project will create 100 direct jobs and 500 indirect jobs in both construction and operational periods. Eiffage Energia SLU has been appointed for the installation of mechanical equipment, low voltage, medium voltage electrical installations, and voice and data systems. | 39.4697 | -0.37739 | The project involves the construction of the Nx01 Data Center in Valencia, Spain. The US$65 million project includes the following: 1. Construction of a data center with a consumption capacity of 5MW on a 0.65ha with a total gross floor area of 9,000m2, of which 1,500m2 is for office space 2. Construction of an office facility 3. Installation of the latest IT equipment 4. Installation of security systems and cooling equipment | BREEAM; Colocation Data Center; Green data center |  |  | April 2026 - Construction works are underway. March 2026 - Construction works are underway. February 2026 - Construction works commenced. January 2026 - The construction contract was awarded to Itercon Innovaciones Tecnicas y Recursos Constructivos SA November 2025 - Administrative procedures are underway. August 2025 - Administrative procedures are underway. September 2024 - Administrative procedures are underway. Q1 2023 - Nethits and Adequita Capital Ltd announced plans to build the construction of the NxN_VLC1 Data Center in Valencia. | Project work on Schedule | 1 | Not Funded / Unconfirmed | Private | Adequita Capital Ltd;Nethits IT Solutions | Itercon Innovaciones Tecnicas y Recursos Constructivos SA | NS Nordics AS | Equipo Vestel Ingenieros SL;Olivares Consultores
564199 | 563694 | 2026-04-23 10:40 | NOYA Generalplanung/ Serban DC – Freyenstein Data Center Campus: Building 5 – Brandenburg | NOYA Generalplanung/ Serban DC – Freyenstein Data Center Campus – Brandenburg | https://construction.globaldata.com/Projects/Overview/564199 | Announced | Sub | 1450 | 2026 Q2 | 2030 Q1 | 2035 Q4 | Europe | Germany | Brandenburg |  | along Landstrasse L14 (Wittstock/Dosse) between Freyenstein and Neu Cölln | 16918 | Commercial & Leisure | Data Center | Data Center |  | Medium | New | Onshore | SERBAN DC GmbH and NOYA-Generalplanung und Projektmanagement GmbH are planning to construct Data Center Building 5 along Landstrasse L14 (Wittstock/Dosse) between Freyenstein and Neu Cölln in the Ostprignitz-Ruppin district, Brandenburg, Germany. The project involves the construction of a two-to-three-story, 27m-high data center building with an IT capacity of 36MW, administrative facilities, parking facilities, and the installation of PV systems, technical equipment such as servers and data lines, and power facilities. Grünhagen Lohnunternehmen GmbH & Co.KG has been appointed as the consultant. A public meeting for the first information event was held on April 21, 2026. SERBAN DC and NOYA are currently negotiating with 50Hertz for the electricity supply and to build a 380kV power line and a substation. Construction work is scheduled to commence in the first quarter of 2030. | 53.278 | 12.3615 | The project involves the construction of Data Center Building 5 with an IT capacity of 36MW along Landstrasse L14 (Wittstock/Dosse) between Freyenstein and Neu Cölln in the Ostprignitz-Ruppin district, Brandenburg, Germany. The US$1,450 million project includes the following: 1. Construction of a two-to-three-story, 27m-high data center building with an IT capacity of 36MW 2. Construction of administrative facilities 3. Construction of parking facilities 4. Installation of PV systems 5. Installation of technical equipment such as servers and data lines 6. Installation of power facilities |  |  |  | April 13, 2026 - SERBAN DC GmbH and NOYA-Generalplanung announced plans to construct a data center campus between two districts of Wittstock/Dosse in Brandenburg. | Project Plan Announced | 1 | Not Funded / Unconfirmed | Private | NOYA Generalplanung and Projektmanagement GmbH;Serban DC GmbH |  |  | Gruenhagen Lohnunternehmen GmbH and Co KG;NOYA Generalplanung and Projektmanagement GmbH
564198 | 563694 | 2026-04-23 10:40 | NOYA Generalplanung/ Serban DC – Freyenstein Data Center Campus: Building 4 – Brandenburg | NOYA Generalplanung/ Serban DC – Freyenstein Data Center Campus – Brandenburg | https://construction.globaldata.com/Projects/Overview/564198 | Announced | Sub | 1450 | 2026 Q2 | 2030 Q1 | 2035 Q4 | Europe | Germany | Brandenburg |  | along Landstrasse L14 (Wittstock/Dosse) between Freyenstein and Neu Cölln | 16918 | Commercial & Leisure | Data Center | Data Center |  | Medium | New | Onshore | SERBAN DC GmbH and NOYA-Generalplanung und Projektmanagement GmbH are planning to construct Data Center Building 4 along Landstrasse L14 (Wittstock/Dosse) between Freyenstein and Neu Cölln in the Ostprignitz-Ruppin district, Brandenburg, Germany. The project involves the construction of a two-to-three-story, 27m-high data center building with an IT capacity of 36MW, administrative facilities, parking facilities, and the installation of PV systems, technical equipment such as servers and data lines, and power facilities. Grünhagen Lohnunternehmen GmbH & Co.KG has been appointed as the consultant. A public meeting for the first information event was held on April 21, 2026. SERBAN DC and NOYA are currently negotiating with 50Hertz for the electricity supply and to build a 380kV power line and a substation. Construction work is scheduled to commence in the first quarter of 2030. | 53.278 | 12.3615 | The project involves the construction of Data Center Building 4 with an IT capacity of 36MW along Landstrasse L14 (Wittstock/Dosse) between Freyenstein and Neu Cölln in the Ostprignitz-Ruppin district, Brandenburg, Germany. The US$1,450 million project includes the following: 1. Construction of a two-to-three-story, 27m-high data center building with an IT capacity of 36MW 2. Construction of administrative facilities 3. Construction of parking facilities 4. Installation of PV systems 5. Installation of technical equipment such as servers and data lines 6. Installation of power facilities |  |  |  | April 13, 2026 - SERBAN DC GmbH and NOYA-Generalplanung announced plans to construct a data center campus between two districts of Wittstock/Dosse in Brandenburg. | Project Plan Announced | 1 | Not Funded / Unconfirmed | Private | NOYA Generalplanung and Projektmanagement GmbH;Serban DC GmbH |  |  | Gruenhagen Lohnunternehmen GmbH and Co KG;NOYA Generalplanung and Projektmanagement GmbH
564196 | 563694 | 2026-04-23 10:39 | NOYA Generalplanung/ Serban DC – Freyenstein Data Center Campus: Building 3 – Brandenburg | NOYA Generalplanung/ Serban DC – Freyenstein Data Center Campus – Brandenburg | https://construction.globaldata.com/Projects/Overview/564196 | Announced | Sub | 1450 | 2026 Q2 | 2030 Q1 | 2035 Q4 | Europe | Germany | Brandenburg |  | along Landstrasse L14 (Wittstock/Dosse) between Freyenstein and Neu Cölln | 16918 | Commercial & Leisure | Data Center | Data Center |  | Medium | New | Onshore | SERBAN DC GmbH and NOYA-Generalplanung und Projektmanagement GmbH are planning to construct Data Center Building 3 along Landstrasse L14 (Wittstock/Dosse) between Freyenstein and Neu Cölln in the Ostprignitz-Ruppin district, Brandenburg, Germany. The project involves the construction of a two-to-three-story, 27m-high data center building with an IT capacity of 36MW, administrative facilities, parking facilities, and the installation of PV systems, technical equipment such as servers and data lines, and power facilities. Grünhagen Lohnunternehmen GmbH & Co.KG has been appointed as the consultant. A public meeting for the first information event was held on April 21, 2026. SERBAN DC and NOYA are currently negotiating with 50Hertz for the electricity supply and to build a 380kV power line and a substation. Construction work is scheduled to commence in the first quarter of 2030. | 53.278 | 12.3615 | The project involves the construction of Data Center Building 3 with an IT capacity of 36MW along Landstrasse L14 (Wittstock/Dosse) between Freyenstein and Neu Cölln in the Ostprignitz-Ruppin district, Brandenburg, Germany. The US$1,450 million project includes the following: 1. Construction of a two-to-three-story, 27m-high data center building with an IT capacity of 36MW 2. Construction of administrative facilities 3. Construction of parking facilities 4. Installation of PV systems 5. Installation of technical equipment such as servers and data lines 6. Installation of power facilities |  |  |  | April 13, 2026 - SERBAN DC GmbH and NOYA-Generalplanung announced plans to construct a data center campus between two districts of Wittstock/Dosse in Brandenburg. | Project Plan Announced | 1 | Not Funded / Unconfirmed | Private | NOYA Generalplanung and Projektmanagement GmbH;Serban DC GmbH |  |  | Gruenhagen Lohnunternehmen GmbH and Co KG;NOYA Generalplanung and Projektmanagement GmbH
564195 | 563694 | 2026-04-23 10:38 | NOYA Generalplanung/ Serban DC – Freyenstein Data Center Campus: Building 2 – Brandenburg | NOYA Generalplanung/ Serban DC – Freyenstein Data Center Campus – Brandenburg | https://construction.globaldata.com/Projects/Overview/564195 | Announced | Sub | 1450 | 2026 Q2 | 2030 Q1 | 2035 Q4 | Europe | Germany | Brandenburg |  | along Landstrasse L14 (Wittstock/Dosse) between Freyenstein and Neu Cölln | 16918 | Commercial & Leisure | Data Center | Data Center |  | Medium | New | Onshore | SERBAN DC GmbH and NOYA-Generalplanung und Projektmanagement GmbH are planning to construct Data Center Building 2 along Landstrasse L14 (Wittstock/Dosse) between Freyenstein and Neu Cölln in the Ostprignitz-Ruppin district, Brandenburg, Germany. The project involves the construction of a two-to-three-story, 27m-high data center building with an IT capacity of 36MW, administrative facilities, parking facilities, and the installation of PV systems, technical equipment such as servers and data lines, and power facilities. Grünhagen Lohnunternehmen GmbH & Co.KG has been appointed as the consultant. A public meeting for the first information event was held on April 21, 2026. SERBAN DC and NOYA are currently negotiating with 50Hertz for the electricity supply and to build a 380kV power line and a substation. Construction work is scheduled to commence in the first quarter of 2030. | 53.278 | 12.3615 | The project involves the construction of Data Center Building 2 with an IT capacity of 36MW along Landstrasse L14 (Wittstock/Dosse) between Freyenstein and Neu Cölln in the Ostprignitz-Ruppin district, Brandenburg, Germany. The US$1,450 million project includes the following: 1. Construction of a two-to-three-story, 27m-high data center building with an IT capacity of 36MW 2. Construction of administrative facilities 3. Construction of parking facilities 4. Installation of PV systems 5. Installation of technical equipment such as servers and data lines 6. Installation of power facilities |  |  |  | April 13, 2026 - SERBAN DC GmbH and NOYA-Generalplanung announced plans to construct a data center campus between two districts of Wittstock/Dosse in Brandenburg. | Project Plan Announced | 1 | Not Funded / Unconfirmed | Private | NOYA Generalplanung and Projektmanagement GmbH;Serban DC GmbH |  |  | Gruenhagen Lohnunternehmen GmbH and Co KG;NOYA Generalplanung and Projektmanagement GmbH
564194 | 563694 | 2026-04-23 10:37 | NOYA Generalplanung/ Serban DC – Freyenstein Data Center Campus: Building 1 – Brandenburg | NOYA Generalplanung/ Serban DC – Freyenstein Data Center Campus – Brandenburg | https://construction.globaldata.com/Projects/Overview/564194 | Announced | Sub | 1450 | 2026 Q2 | 2030 Q1 | 2035 Q4 | Europe | Germany | Brandenburg |  | along Landstrasse L14 (Wittstock/Dosse) between Freyenstein and Neu Cölln | 16918 | Commercial & Leisure | Data Center | Data Center |  | Medium | New | Onshore | SERBAN DC GmbH and NOYA-Generalplanung und Projektmanagement GmbH are planning to construct Data Center Building 1 along Landstrasse L14 (Wittstock/Dosse) between Freyenstein and Neu Cölln in the Ostprignitz-Ruppin district, Brandenburg, Germany. The project involves the construction of a two-to-three-story, 27m-high data center building with an IT capacity of 36MW, administrative facilities, parking facilities, and the installation of PV systems, technical equipment such as servers and data lines, and power facilities. Grünhagen Lohnunternehmen GmbH & Co.KG has been appointed as the consultant. A public meeting for the first information event was held on April 21, 2026. SERBAN DC and NOYA are currently negotiating with 50Hertz for the electricity supply and to build a 380kV power line and a substation. Construction work is scheduled to commence in the first quarter of 2030. | 53.278 | 12.3615 | The project involves the construction of Data Center Building 1 with an IT capacity of 36MW along Landstrasse L14 (Wittstock/Dosse) between Freyenstein and Neu Cölln in the Ostprignitz-Ruppin district, Brandenburg, Germany. The US$1,450 million project includes the following: 1. Construction of a two-to-three-story, 27m-high data center building with an IT capacity of 36MW 2. Construction of administrative facilities 3. Construction of parking facilities 4. Installation of PV systems 5. Installation of technical equipment such as servers and data lines 6. Installation of power facilities |  |  |  | April 13, 2026 - SERBAN DC GmbH and NOYA-Generalplanung announced plans to construct a data center campus between two districts of Wittstock/Dosse in Brandenburg. | Project Plan Announced | 1 | Not Funded / Unconfirmed | Private | NOYA Generalplanung and Projektmanagement GmbH;Serban DC GmbH |  |  | Gruenhagen Lohnunternehmen GmbH and Co KG;NOYA Generalplanung and Projektmanagement GmbH
564216 | 563694 | 2026-04-23 10:36 | NOYA Generalplanung/ Serban DC – Freyenstein Data Center Campus: Building 20 – Brandenburg | NOYA Generalplanung/ Serban DC – Freyenstein Data Center Campus – Brandenburg | https://construction.globaldata.com/Projects/Overview/564216 | Announced | Sub | 1450 | 2026 Q2 | 2030 Q1 | 2035 Q4 | Europe | Germany | Brandenburg |  | along Landstrasse L14 (Wittstock/Dosse) between Freyenstein and Neu Cölln | 16918 | Commercial & Leisure | Data Center | Data Center |  | Medium | New | Onshore | SERBAN DC GmbH and NOYA-Generalplanung und Projektmanagement GmbH are planning to construct Data Center Building 20 along Landstrasse L14 (Wittstock/Dosse) between Freyenstein and Neu Cölln in the Ostprignitz-Ruppin district, Brandenburg, Germany. The project involves the construction of a two-to-three-story, 27m-high data center building with an IT capacity of 36MW, administrative facilities, parking facilities, and the installation of PV systems, technical equipment such as servers and data lines, and power facilities. Grünhagen Lohnunternehmen GmbH & Co.KG has been appointed as the consultant. A public meeting for the first information event was held on April 21, 2026. SERBAN DC and NOYA are currently negotiating with 50Hertz for the electricity supply and to build a 380kV power line and a substation. Construction work is scheduled to commence in the first quarter of 2030. | 53.278 | 12.3615 | The project involves the construction of Data Center Building 20 with an IT capacity of 36MW along Landstrasse L14 (Wittstock/Dosse) between Freyenstein and Neu Cölln in the Ostprignitz-Ruppin district, Brandenburg, Germany. The US$1,450 million project includes the following: 1. Construction of a two-to-three-story, 27m-high data center building with an IT capacity of 36MW 2. Construction of administrative facilities 3. Construction of parking facilities 4. Installation of PV systems 5. Installation of technical equipment such as servers and data lines 6. Installation of power facilities |  |  |  | April 13, 2026 - SERBAN DC GmbH and NOYA-Generalplanung announced plans to construct a data center campus between two districts of Wittstock/Dosse in Brandenburg. | Project Plan Announced | 1 | Not Funded / Unconfirmed | Private | NOYA Generalplanung and Projektmanagement GmbH;Serban DC GmbH |  |  | Gruenhagen Lohnunternehmen GmbH and Co KG;NOYA Generalplanung and Projektmanagement GmbH
564214 | 563694 | 2026-04-23 10:34 | NOYA Generalplanung/ Serban DC – Freyenstein Data Center Campus: Building 19 – Brandenburg | NOYA Generalplanung/ Serban DC – Freyenstein Data Center Campus – Brandenburg | https://construction.globaldata.com/Projects/Overview/564214 | Announced | Sub | 1450 | 2026 Q2 | 2030 Q1 | 2035 Q4 | Europe | Germany | Brandenburg |  | along Landstrasse L14 (Wittstock/Dosse) between Freyenstein and Neu Cölln | 16918 | Commercial & Leisure | Data Center | Data Center |  | Medium | New | Onshore | SERBAN DC GmbH and NOYA-Generalplanung und Projektmanagement GmbH are planning to construct Data Center Building 19 along Landstrasse L14 (Wittstock/Dosse) between Freyenstein and Neu Cölln in the Ostprignitz-Ruppin district, Brandenburg, Germany. The project involves the construction of a two-to-three-story, 27m-high data center building with an IT capacity of 36MW, administrative facilities, parking facilities, and the installation of PV systems, technical equipment such as servers and data lines, and power facilities. Grünhagen Lohnunternehmen GmbH & Co.KG has been appointed as the consultant. A public meeting for the first information event was held on April 21, 2026. SERBAN DC and NOYA are currently negotiating with 50Hertz for the electricity supply and to build a 380kV power line and a substation. Construction work is scheduled to commence in the first quarter of 2030. | 53.278 | 12.3615 | The project involves the construction of Data Center Building 19 with an IT capacity of 36MW along Landstrasse L14 (Wittstock/Dosse) between Freyenstein and Neu Cölln in the Ostprignitz-Ruppin district, Brandenburg, Germany. The US$1,450 million project includes the following: 1. Construction of a two-to-three-story, 27m-high data center building with an IT capacity of 36MW 2. Construction of administrative facilities 3. Construction of parking facilities 4. Installation of PV systems 5. Installation of technical equipment such as servers and data lines 6. Installation of power facilities |  |  |  | April 13, 2026 - SERBAN DC GmbH and NOYA-Generalplanung announced plans to construct a data center campus between two districts of Wittstock/Dosse in Brandenburg. | Project Plan Announced | 1 | Not Funded / Unconfirmed | Private | NOYA Generalplanung and Projektmanagement GmbH;Serban DC GmbH |  |  | Gruenhagen Lohnunternehmen GmbH and Co KG;NOYA Generalplanung and Projektmanagement GmbH
564213 | 563694 | 2026-04-23 10:33 | NOYA Generalplanung/ Serban DC – Freyenstein Data Center Campus: Building 18 – Brandenburg | NOYA Generalplanung/ Serban DC – Freyenstein Data Center Campus – Brandenburg | https://construction.globaldata.com/Projects/Overview/564213 | Announced | Sub | 1450 | 2026 Q2 | 2030 Q1 | 2035 Q4 | Europe | Germany | Brandenburg |  | along Landstrasse L14 (Wittstock/Dosse) between Freyenstein and Neu Cölln | 16918 | Commercial & Leisure | Data Center | Data Center |  | Medium | New | Onshore | SERBAN DC GmbH and NOYA-Generalplanung und Projektmanagement GmbH are planning to construct Data Center Building 18 along Landstrasse L14 (Wittstock/Dosse) between Freyenstein and Neu Cölln in the Ostprignitz-Ruppin district, Brandenburg, Germany. The project involves the construction of a two-to-three-story, 27m-high data center building with an IT capacity of 36MW, administrative facilities, parking facilities, and the installation of PV systems, technical equipment such as servers and data lines, and power facilities. Grünhagen Lohnunternehmen GmbH & Co.KG has been appointed as the consultant. A public meeting for the first information event was held on April 21, 2026. SERBAN DC and NOYA are currently negotiating with 50Hertz for the electricity supply and to build a 380kV power line and a substation. Construction work is scheduled to commence in the first quarter of 2030. | 53.278 | 12.3615 | The project involves the construction of Data Center Building 18 with an IT capacity of 36MW along Landstrasse L14 (Wittstock/Dosse) between Freyenstein and Neu Cölln in the Ostprignitz-Ruppin district, Brandenburg, Germany. The US$1,450 million project includes the following: 1. Construction of a two-to-three-story, 27m-high data center building with an IT capacity of 36MW 2. Construction of administrative facilities 3. Construction of parking facilities 4. Installation of PV systems 5. Installation of technical equipment such as servers and data lines 6. Installation of power facilities |  |  |  | April 13, 2026 - SERBAN DC GmbH and NOYA-Generalplanung announced plans to construct a data center campus between two districts of Wittstock/Dosse in Brandenburg. | Project Plan Announced | 1 | Not Funded / Unconfirmed | Private | NOYA Generalplanung and Projektmanagement GmbH;Serban DC GmbH |  |  | Gruenhagen Lohnunternehmen GmbH and Co KG;NOYA Generalplanung and Projektmanagement GmbH
564212 | 563694 | 2026-04-23 10:32 | NOYA Generalplanung/ Serban DC – Freyenstein Data Center Campus: Building 17 – Brandenburg | NOYA Generalplanung/ Serban DC – Freyenstein Data Center Campus – Brandenburg | https://construction.globaldata.com/Projects/Overview/564212 | Announced | Sub | 1450 | 2026 Q2 | 2030 Q1 | 2035 Q4 | Europe | Germany | Brandenburg |  | along Landstrasse L14 (Wittstock/Dosse) between Freyenstein and Neu Cölln | 16918 | Commercial & Leisure | Data Center | Data Center |  | Medium | New | Onshore | SERBAN DC GmbH and NOYA-Generalplanung und Projektmanagement GmbH are planning to construct Data Center Building 17 along Landstrasse L14 (Wittstock/Dosse) between Freyenstein and Neu Cölln in the Ostprignitz-Ruppin district, Brandenburg, Germany. The project involves the construction of a two-to-three-story, 27m-high data center building with an IT capacity of 36MW, administrative facilities, parking facilities, and the installation of PV systems, technical equipment such as servers and data lines, and power facilities. Grünhagen Lohnunternehmen GmbH & Co.KG has been appointed as the consultant. A public meeting for the first information event was held on April 21, 2026. SERBAN DC and NOYA are currently negotiating with 50Hertz for the electricity supply and to build a 380kV power line and a substation. Construction work is scheduled to commence in the first quarter of 2030. | 53.278 | 12.3615 | The project involves the construction of Data Center Building 17 with an IT capacity of 36MW along Landstrasse L14 (Wittstock/Dosse) between Freyenstein and Neu Cölln in the Ostprignitz-Ruppin district, Brandenburg, Germany. The US$1,450 million project includes the following: 1. Construction of a two-to-three-story, 27m-high data center building with an IT capacity of 36MW 2. Construction of administrative facilities 3. Construction of parking facilities 4. Installation of PV systems 5. Installation of technical equipment such as servers and data lines 6. Installation of power facilities |  |  |  | April 13, 2026 - SERBAN DC GmbH and NOYA-Generalplanung announced plans to construct a data center campus between two districts of Wittstock/Dosse in Brandenburg. | Project Plan Announced | 1 | Not Funded / Unconfirmed | Private | NOYA Generalplanung and Projektmanagement GmbH;Serban DC GmbH |  |  | Gruenhagen Lohnunternehmen GmbH and Co KG;NOYA Generalplanung and Projektmanagement GmbH
564211 | 563694 | 2026-04-23 10:30 | NOYA Generalplanung/ Serban DC – Freyenstein Data Center Campus: Building 16 – Brandenburg | NOYA Generalplanung/ Serban DC – Freyenstein Data Center Campus – Brandenburg | https://construction.globaldata.com/Projects/Overview/564211 | Announced | Sub | 1450 | 2026 Q2 | 2030 Q1 | 2035 Q4 | Europe | Germany | Brandenburg |  | along Landstrasse L14 (Wittstock/Dosse) between Freyenstein and Neu Cölln | 16918 | Commercial & Leisure | Data Center | Data Center |  | Medium | New | Onshore | SERBAN DC GmbH and NOYA-Generalplanung und Projektmanagement GmbH are planning to construct Data Center Building 16 along Landstrasse L14 (Wittstock/Dosse) between Freyenstein and Neu Cölln in the Ostprignitz-Ruppin district, Brandenburg, Germany. The project involves the construction of a two-to-three-story, 27m-high data center building with an IT capacity of 36MW, administrative facilities, parking facilities, and the installation of PV systems, technical equipment such as servers and data lines, and power facilities. Grünhagen Lohnunternehmen GmbH & Co.KG has been appointed as the consultant. A public meeting for the first information event was held on April 21, 2026. SERBAN DC and NOYA are currently negotiating with 50Hertz for the electricity supply and to build a 380kV power line and a substation. Construction work is scheduled to commence in the first quarter of 2030. | 53.278 | 12.3615 | The project involves the construction of Data Center Building 16 with an IT capacity of 36MW along Landstrasse L14 (Wittstock/Dosse) between Freyenstein and Neu Cölln in the Ostprignitz-Ruppin district, Brandenburg, Germany. The US$1,450 million project includes the following: 1. Construction of a two-to-three-story, 27m-high data center building with an IT capacity of 36MW 2. Construction of administrative facilities 3. Construction of parking facilities 4. Installation of PV systems 5. Installation of technical equipment such as servers and data lines 6. Installation of power facilities |  |  |  | April 13, 2026 - SERBAN DC GmbH and NOYA-Generalplanung announced plans to construct a data center campus between two districts of Wittstock/Dosse in Brandenburg. | Project Plan Announced | 1 | Not Funded / Unconfirmed | Private | NOYA Generalplanung and Projektmanagement GmbH;Serban DC GmbH |  |  | Gruenhagen Lohnunternehmen GmbH and Co KG;NOYA Generalplanung and Projektmanagement GmbH
564210 | 563694 | 2026-04-23 10:29 | NOYA Generalplanung/ Serban DC – Freyenstein Data Center Campus: Building 15 – Brandenburg | NOYA Generalplanung/ Serban DC – Freyenstein Data Center Campus – Brandenburg | https://construction.globaldata.com/Projects/Overview/564210 | Announced | Sub | 1450 | 2026 Q2 | 2030 Q1 | 2035 Q4 | Europe | Germany | Brandenburg |  | along Landstrasse L14 (Wittstock/Dosse) between Freyenstein and Neu Cölln | 16918 | Commercial & Leisure | Data Center | Data Center |  | Medium | New | Onshore | SERBAN DC GmbH and NOYA-Generalplanung und Projektmanagement GmbH are planning to construct Data Center Building 15 along Landstrasse L14 (Wittstock/Dosse) between Freyenstein and Neu Cölln in the Ostprignitz-Ruppin district, Brandenburg, Germany. The project involves the construction of a two-to-three-story, 27m-high data center building with an IT capacity of 36MW, administrative facilities, parking facilities, and the installation of PV systems, technical equipment such as servers and data lines, and power facilities. Grünhagen Lohnunternehmen GmbH & Co.KG has been appointed as the consultant. A public meeting for the first information event was held on April 21, 2026. SERBAN DC and NOYA are currently negotiating with 50Hertz for the electricity supply and to build a 380kV power line and a substation. Construction work is scheduled to commence in the first quarter of 2030. | 53.278 | 12.3615 | The project involves the construction of Data Center Building 15 with an IT capacity of 36MW along Landstrasse L14 (Wittstock/Dosse) between Freyenstein and Neu Cölln in the Ostprignitz-Ruppin district, Brandenburg, Germany. The US$1,450 million project includes the following: 1. Construction of a two-to-three-story, 27m-high data center building with an IT capacity of 36MW 2. Construction of administrative facilities 3. Construction of parking facilities 4. Installation of PV systems 5. Installation of technical equipment such as servers and data lines 6. Installation of power facilities |  |  |  | April 13, 2026 - SERBAN DC GmbH and NOYA-Generalplanung announced plans to construct a data center campus between two districts of Wittstock/Dosse in Brandenburg. | Project Plan Announced | 1 | Not Funded / Unconfirmed | Private | NOYA Generalplanung and Projektmanagement GmbH;Serban DC GmbH |  |  | Gruenhagen Lohnunternehmen GmbH and Co KG;NOYA Generalplanung and Projektmanagement GmbH
552081 | 552081 | 2026-04-23 10:29 | Frattalone Cos – Monticello Tech Park – Minnesota | Frattalone Cos – Monticello Tech Park – Minnesota | https://construction.globaldata.com/Projects/Overview/552081 | Planning | Parent | 2500 | 2024 Q2 | 2027 Q1 | 2034 Q4 | North America | United States | Minnesota | Minneapolis | East of Highway 25 and south of 85th Street, within Orderly Annexation Area | 55362 | Commercial & Leisure | Data Center | Data Center |  | Medium | New | Onshore | Frattalone Companies, via Monticello Tech, LLC is planning to construct a hyperscale data center campus in Monticello, Minnesota, the US. The project involves the construction of a 278,710m2 data center campus with five to ten buildings, approximately 9,290m2 to 18,580m2 each with a few ancillary support building on 223ha of land. The project will be developed in phases. It includes the construction of electrical substations, the installation of transmission lines, backup generators, safety and security systems. The project is expected to create 1,000 construction jobs and 200 to 500 full-time jobs upon completion. Kimley Horn has been appointed as the planner. Subject to Xcel Energy's power study and the City’s final data center ordinance and Development Plan Control/Unit Development (DPCUD) framework, the construction works are expected to commence in 2027 and schedule to be completed by 2034. | 44.98 | -93.2638 | The project involves the construction of a 278,710m2 data center campus on 223ha of land south of 85th Street and east of Highway 25 within the Monticello Orderly Annexation Area in Monticello, Minnesota, the US. The US$2,500 million project includes the following: 1. Construction of five to ten buildings, approximately 9,290m2 to 18,580m2 each 2. Construction of ancillary support building 3. Construction of electrical substations 4. Installation of transmission lines 5. Installation of backup generators 6. Installation of safety and security systems | Heating, ventilation and air conditioning (HVAC); Hyperscale Data Center |  |  | April 2026 - An AUAR is currently underway to study potential impacts related to traffic, water, wetlands and noise. November 2025 - The public consultation is underway. October 13, 2025 - Monticello City Council approved the AUAR Scoping Document and authorized full AUAR study for the technology campus. September 2025 - Public comment period for Alternative Urban Areawide Review (AUAR) Scoping Document ended. February 04, 2025 - The City Council approved the amendment to amend the Monticello 2040 Vision + Plan (Comprehensive Plan) to re-guide an area of approximately 102ha to Light Industrial Park. Q2 2024 - Monticello Tech, LLC announced plans to build a technology campus in the city of Monticello outside Minneapolis, Minnesota. | Project work on Schedule | 1 | Not Funded / Unconfirmed | Private | Frattalone Companies Inc |  |  | Kimley-Horn and Associates Inc
564209 | 563694 | 2026-04-23 10:27 | NOYA Generalplanung/ Serban DC – Freyenstein Data Center Campus: Building 14 – Brandenburg | NOYA Generalplanung/ Serban DC – Freyenstein Data Center Campus – Brandenburg | https://construction.globaldata.com/Projects/Overview/564209 | Announced | Sub | 1450 | 2026 Q2 | 2030 Q1 | 2035 Q4 | Europe | Germany | Brandenburg |  | along Landstrasse L14 (Wittstock/Dosse) between Freyenstein and Neu Cölln | 16918 | Commercial & Leisure | Data Center | Data Center |  | Medium | New | Onshore | SERBAN DC GmbH and NOYA-Generalplanung und Projektmanagement GmbH are planning to construct Data Center Building 14 along Landstrasse L14 (Wittstock/Dosse) between Freyenstein and Neu Cölln in the Ostprignitz-Ruppin district, Brandenburg, Germany. The project involves the construction of a two-to-three-story, 27m-high data center building with an IT capacity of 36MW, administrative facilities, parking facilities, and the installation of PV systems, technical equipment such as servers and data lines, and power facilities. Grünhagen Lohnunternehmen GmbH & Co.KG has been appointed as the consultant. A public meeting for the first information event was held on April 21, 2026. SERBAN DC and NOYA are currently negotiating with 50Hertz for the electricity supply and to build a 380kV power line and a substation. Construction work is scheduled to commence in the first quarter of 2030. | 53.278 | 12.3615 | The project involves the construction of Data Center Building 14 with an IT capacity of 36MW along Landstrasse L14 (Wittstock/Dosse) between Freyenstein and Neu Cölln in the Ostprignitz-Ruppin district, Brandenburg, Germany. The US$1,450 million project includes the following: 1. Construction of a two-to-three-story, 27m-high data center building with an IT capacity of 36MW 2. Construction of administrative facilities 3. Construction of parking facilities 4. Installation of PV systems 5. Installation of technical equipment such as servers and data lines 6. Installation of power facilities |  |  |  | April 13, 2026 - SERBAN DC GmbH and NOYA-Generalplanung announced plans to construct a data center campus between two districts of Wittstock/Dosse in Brandenburg. | Project Plan Announced | 1 | Not Funded / Unconfirmed | Private | NOYA Generalplanung and Projektmanagement GmbH;Serban DC GmbH |  |  | Gruenhagen Lohnunternehmen GmbH and Co KG;NOYA Generalplanung and Projektmanagement GmbH
564208 | 563694 | 2026-04-23 10:16 | NOYA Generalplanung/ Serban DC – Freyenstein Data Center Campus: Building 13 – Brandenburg | NOYA Generalplanung/ Serban DC – Freyenstein Data Center Campus – Brandenburg | https://construction.globaldata.com/Projects/Overview/564208 | Announced | Sub | 1450 | 2026 Q2 | 2030 Q1 | 2035 Q4 | Europe | Germany | Brandenburg |  | along Landstrasse L14 (Wittstock/Dosse) between Freyenstein and Neu Cölln | 16918 | Commercial & Leisure | Data Center | Data Center |  | Medium | New | Onshore | SERBAN DC GmbH and NOYA-Generalplanung und Projektmanagement GmbH are planning to construct Data Center Building 13 along Landstrasse L14 (Wittstock/Dosse) between Freyenstein and Neu Cölln in the Ostprignitz-Ruppin district, Brandenburg, Germany. The project involves the construction of a two-to-three-story, 27m-high data center building with an IT capacity of 36MW, administrative facilities, parking facilities, and the installation of PV systems, technical equipment such as servers and data lines, and power facilities. Grünhagen Lohnunternehmen GmbH & Co.KG has been appointed as the consultant. A public meeting for the first information event was held on April 21, 2026. SERBAN DC and NOYA are currently negotiating with 50Hertz for the electricity supply and to build a 380kV power line and a substation. Construction work is scheduled to commence in the first quarter of 2030. | 53.278 | 12.3615 | The project involves the construction of Data Center Building 13 with an IT capacity of 36MW along Landstrasse L14 (Wittstock/Dosse) between Freyenstein and Neu Cölln in the Ostprignitz-Ruppin district, Brandenburg, Germany. The US$1,450 million project includes the following: 1. Construction of a two-to-three-story, 27m-high data center building with an IT capacity of 36MW 2. Construction of administrative facilities 3. Construction of parking facilities 4. Installation of PV systems 5. Installation of technical equipment such as servers and data lines 6. Installation of power facilities |  |  |  | April 13, 2026 - SERBAN DC GmbH and NOYA-Generalplanung announced plans to construct a data center campus between two districts of Wittstock/Dosse in Brandenburg. | Project Plan Announced | 1 | Not Funded / Unconfirmed | Private | NOYA Generalplanung and Projektmanagement GmbH;Serban DC GmbH |  |  | Gruenhagen Lohnunternehmen GmbH and Co KG;NOYA Generalplanung and Projektmanagement GmbH
564207 | 563694 | 2026-04-23 10:15 | NOYA Generalplanung/ Serban DC – Freyenstein Data Center Campus: Building 12 – Brandenburg | NOYA Generalplanung/ Serban DC – Freyenstein Data Center Campus – Brandenburg | https://construction.globaldata.com/Projects/Overview/564207 | Announced | Sub | 1450 | 2026 Q2 | 2030 Q1 | 2035 Q4 | Europe | Germany | Brandenburg |  | along Landstrasse L14 (Wittstock/Dosse) between Freyenstein and Neu Cölln | 16918 | Commercial & Leisure | Data Center | Data Center |  | Medium | New | Onshore | SERBAN DC GmbH and NOYA-Generalplanung und Projektmanagement GmbH are planning to construct Data Center Building 12 along Landstrasse L14 (Wittstock/Dosse) between Freyenstein and Neu Cölln in the Ostprignitz-Ruppin district, Brandenburg, Germany. The project involves the construction of a two-to-three-story, 27m-high data center building with an IT capacity of 36MW, administrative facilities, parking facilities, and the installation of PV systems, technical equipment such as servers and data lines, and power facilities. Grünhagen Lohnunternehmen GmbH & Co.KG has been appointed as the consultant. A public meeting for the first information event was held on April 21, 2026. SERBAN DC and NOYA are currently negotiating with 50Hertz for the electricity supply and to build a 380kV power line and a substation. Construction work is scheduled to commence in the first quarter of 2030. | 53.278 | 12.3615 | The project involves the construction of Data Center Building 12 with an IT capacity of 36MW along Landstrasse L14 (Wittstock/Dosse) between Freyenstein and Neu Cölln in the Ostprignitz-Ruppin district, Brandenburg, Germany. The US$1,450 million project includes the following: 1. Construction of a two-to-three-story, 27m-high data center building with an IT capacity of 36MW 2. Construction of administrative facilities 3. Construction of parking facilities 4. Installation of PV systems 5. Installation of technical equipment such as servers and data lines 6. Installation of power facilities |  |  |  | April 13, 2026 - SERBAN DC GmbH and NOYA-Generalplanung announced plans to construct a data center campus between two districts of Wittstock/Dosse in Brandenburg. | Project Plan Announced | 1 | Not Funded / Unconfirmed | Private | NOYA Generalplanung and Projektmanagement GmbH;Serban DC GmbH |  |  | Gruenhagen Lohnunternehmen GmbH and Co KG;NOYA Generalplanung and Projektmanagement GmbH
564206 | 563694 | 2026-04-23 10:14 | NOYA Generalplanung/ Serban DC – Freyenstein Data Center Campus: Building 11 – Brandenburg | NOYA Generalplanung/ Serban DC – Freyenstein Data Center Campus – Brandenburg | https://construction.globaldata.com/Projects/Overview/564206 | Announced | Sub | 1450 | 2026 Q2 | 2030 Q1 | 2035 Q4 | Europe | Germany | Brandenburg |  | along Landstrasse L14 (Wittstock/Dosse) between Freyenstein and Neu Cölln | 16918 | Commercial & Leisure | Data Center | Data Center |  | Medium | New | Onshore | SERBAN DC GmbH and NOYA-Generalplanung und Projektmanagement GmbH are planning to construct Data Center Building 11 along Landstrasse L14 (Wittstock/Dosse) between Freyenstein and Neu Cölln in the Ostprignitz-Ruppin district, Brandenburg, Germany. The project involves the construction of a two-to-three-story, 27m-high data center building with an IT capacity of 36MW, administrative facilities, parking facilities, and the installation of PV systems, technical equipment such as servers and data lines, and power facilities. Grünhagen Lohnunternehmen GmbH & Co.KG has been appointed as the consultant. A public meeting for the first information event was held on April 21, 2026. SERBAN DC and NOYA are currently negotiating with 50Hertz for the electricity supply and to build a 380kV power line and a substation. Construction work is scheduled to commence in the first quarter of 2030. | 53.278 | 12.3615 | The project involves the construction of Data Center Building 11 with an IT capacity of 36MW along Landstrasse L14 (Wittstock/Dosse) between Freyenstein and Neu Cölln in the Ostprignitz-Ruppin district, Brandenburg, Germany. The US$1,450 million project includes the following: 1. Construction of a two-to-three-story, 27m-high data center building with an IT capacity of 36MW 2. Construction of administrative facilities 3. Construction of parking facilities 4. Installation of PV systems 5. Installation of technical equipment such as servers and data lines 6. Installation of power facilities |  |  |  | April 13, 2026 - SERBAN DC GmbH and NOYA-Generalplanung announced plans to construct a data center campus between two districts of Wittstock/Dosse in Brandenburg. | Project Plan Announced | 1 | Not Funded / Unconfirmed | Private | NOYA Generalplanung and Projektmanagement GmbH;Serban DC GmbH |  |  | Gruenhagen Lohnunternehmen GmbH and Co KG;NOYA Generalplanung and Projektmanagement GmbH
564204 | 563694 | 2026-04-23 10:12 | NOYA Generalplanung/ Serban DC – Freyenstein Data Center Campus: Building 10 – Brandenburg | NOYA Generalplanung/ Serban DC – Freyenstein Data Center Campus – Brandenburg | https://construction.globaldata.com/Projects/Overview/564204 | Announced | Sub | 1450 | 2026 Q2 | 2030 Q1 | 2035 Q4 | Europe | Germany | Brandenburg |  | along Landstrasse L14 (Wittstock/Dosse) between Freyenstein and Neu Cölln | 16918 | Commercial & Leisure | Data Center | Data Center |  | Medium | New | Onshore | SERBAN DC GmbH and NOYA-Generalplanung und Projektmanagement GmbH are planning to construct Data Center Building 10 along Landstrasse L14 (Wittstock/Dosse) between Freyenstein and Neu Cölln in the Ostprignitz-Ruppin district, Brandenburg, Germany. The project involves the construction of a two-to-three-story, 27m-high data center building with an IT capacity of 36MW, administrative facilities, parking facilities, and the installation of PV systems, technical equipment such as servers and data lines, and power facilities. Grünhagen Lohnunternehmen GmbH & Co.KG has been appointed as the consultant. A public meeting for the first information event was held on April 21, 2026. SERBAN DC and NOYA are currently negotiating with 50Hertz for the electricity supply and to build a 380kV power line and a substation. Construction work is scheduled to commence in the first quarter of 2030. | 53.278 | 12.3615 | The project involves the construction of Data Center Building 10 with an IT capacity of 36MW along Landstrasse L14 (Wittstock/Dosse) between Freyenstein and Neu Cölln in the Ostprignitz-Ruppin district, Brandenburg, Germany. The US$1,450 million project includes the following: 1. Construction of a two-to-three-story, 27m-high data center building with an IT capacity of 36MW 2. Construction of administrative facilities 3. Construction of parking facilities 4. Installation of PV systems 5. Installation of technical equipment such as servers and data lines 6. Installation of power facilities |  |  |  | April 13, 2026 - SERBAN DC GmbH and NOYA-Generalplanung announced plans to construct a data center campus between two districts of Wittstock/Dosse in Brandenburg. | Project Plan Announced | 1 | Not Funded / Unconfirmed | Private | NOYA Generalplanung and Projektmanagement GmbH;Serban DC GmbH |  |  | Gruenhagen Lohnunternehmen GmbH and Co KG;NOYA Generalplanung and Projektmanagement GmbH
564203 | 563694 | 2026-04-23 10:12 | NOYA Generalplanung/ Serban DC – Freyenstein Data Center Campus: Building 9 – Brandenburg | NOYA Generalplanung/ Serban DC – Freyenstein Data Center Campus – Brandenburg | https://construction.globaldata.com/Projects/Overview/564203 | Announced | Sub | 1450 | 2026 Q2 | 2030 Q1 | 2035 Q4 | Europe | Germany | Brandenburg |  | along Landstrasse L14 (Wittstock/Dosse) between Freyenstein and Neu Cölln | 16918 | Commercial & Leisure | Data Center | Data Center |  | Medium | New | Onshore | SERBAN DC GmbH and NOYA-Generalplanung und Projektmanagement GmbH are planning to construct Data Center Building 9 along Landstrasse L14 (Wittstock/Dosse) between Freyenstein and Neu Cölln in the Ostprignitz-Ruppin district, Brandenburg, Germany. The project involves the construction of a two-to-three-story, 27m-high data center building with an IT capacity of 36MW, administrative facilities, parking facilities, and the installation of PV systems, technical equipment such as servers and data lines, and power facilities. Grünhagen Lohnunternehmen GmbH & Co.KG has been appointed as the consultant. A public meeting for the first information event was held on April 21, 2026. SERBAN DC and NOYA are currently negotiating with 50Hertz for the electricity supply and to build a 380kV power line and a substation. Construction work is scheduled to commence in the first quarter of 2030. | 53.278 | 12.3615 | The project involves the construction of Data Center Building 9 with an IT capacity of 36MW along Landstrasse L14 (Wittstock/Dosse) between Freyenstein and Neu Cölln in the Ostprignitz-Ruppin district, Brandenburg, Germany. The US$1,450 million project includes the following: 1. Construction of a two-to-three-story, 27m-high data center building with an IT capacity of 36MW 2. Construction of administrative facilities 3. Construction of parking facilities 4. Installation of PV systems 5. Installation of technical equipment such as servers and data lines 6. Installation of power facilities |  |  |  | April 13, 2026 - SERBAN DC GmbH and NOYA-Generalplanung announced plans to construct a data center campus between two districts of Wittstock/Dosse in Brandenburg. | Project Plan Announced | 1 | Not Funded / Unconfirmed | Private | NOYA Generalplanung and Projektmanagement GmbH;Serban DC GmbH |  |  | Gruenhagen Lohnunternehmen GmbH and Co KG;NOYA Generalplanung and Projektmanagement GmbH
564202 | 563694 | 2026-04-23 09:59 | NOYA Generalplanung/ Serban DC – Freyenstein Data Center Campus: Building 8 – Brandenburg | NOYA Generalplanung/ Serban DC – Freyenstein Data Center Campus – Brandenburg | https://construction.globaldata.com/Projects/Overview/564202 | Announced | Sub | 1450 | 2026 Q2 | 2030 Q1 | 2035 Q4 | Europe | Germany | Brandenburg |  | along Landstrasse L14 (Wittstock/Dosse) between Freyenstein and Neu Cölln | 16918 | Commercial & Leisure | Data Center | Data Center |  | Medium | New | Onshore | SERBAN DC GmbH and NOYA-Generalplanung und Projektmanagement GmbH are planning to construct Data Center Building 8 along Landstrasse L14 (Wittstock/Dosse) between Freyenstein and Neu Cölln in the Ostprignitz-Ruppin district, Brandenburg, Germany. The project involves the construction of a two-to-three-story, 27m-high data center building with an IT capacity of 36MW, administrative facilities, parking facilities, and the installation of PV systems, technical equipment such as servers and data lines, and power facilities. Grünhagen Lohnunternehmen GmbH & Co.KG has been appointed as the consultant. A public meeting for the first information event was held on April 21, 2026. SERBAN DC and NOYA are currently negotiating with 50Hertz for the electricity supply and to build a 380kV power line and a substation. Construction work is scheduled to commence in the first quarter of 2030. | 53.278 | 12.3615 | The project involves the construction of Data Center Building 8 with an IT capacity of 36MW along Landstrasse L14 (Wittstock/Dosse) between Freyenstein and Neu Cölln in the Ostprignitz-Ruppin district, Brandenburg, Germany. The US$1,450 million project includes the following: 1. Construction of a two-to-three-story, 27m-high data center building with an IT capacity of 36MW 2. Construction of administrative facilities 3. Construction of parking facilities 4. Installation of PV systems 5. Installation of technical equipment such as servers and data lines 6. Installation of power facilities |  |  |  | April 13, 2026 - SERBAN DC GmbH and NOYA-Generalplanung announced plans to construct a data center campus between two districts of Wittstock/Dosse in Brandenburg. | Project Plan Announced | 1 | Not Funded / Unconfirmed | Private | NOYA Generalplanung and Projektmanagement GmbH;Serban DC GmbH |  |  | Gruenhagen Lohnunternehmen GmbH and Co KG;NOYA Generalplanung and Projektmanagement GmbH
564201 | 563694 | 2026-04-23 09:57 | NOYA Generalplanung/ Serban DC – Freyenstein Data Center Campus: Building 7 – Brandenburg | NOYA Generalplanung/ Serban DC – Freyenstein Data Center Campus – Brandenburg | https://construction.globaldata.com/Projects/Overview/564201 | Announced | Sub | 1450 | 2026 Q2 | 2030 Q1 | 2035 Q4 | Europe | Germany | Brandenburg |  | along Landstrasse L14 (Wittstock/Dosse) between Freyenstein and Neu Cölln | 16918 | Commercial & Leisure | Data Center | Data Center |  | Medium | New | Onshore | SERBAN DC GmbH and NOYA-Generalplanung und Projektmanagement GmbH are planning to construct Data Center Building 7 along Landstrasse L14 (Wittstock/Dosse) between Freyenstein and Neu Cölln in the Ostprignitz-Ruppin district, Brandenburg, Germany. The project involves the construction of a two-to-three-story, 27m-high data center building with an IT capacity of 36MW, administrative facilities, parking facilities, and the installation of PV systems, technical equipment such as servers and data lines, and power facilities. Grünhagen Lohnunternehmen GmbH & Co.KG has been appointed as the consultant. A public meeting for the first information event was held on April 21, 2026. SERBAN DC and NOYA are currently negotiating with 50Hertz for the electricity supply and to build a 380kV power line and a substation. Construction work is scheduled to commence in the first quarter of 2030. | 53.278 | 12.3615 | The project involves the construction of Data Center Building 7 with an IT capacity of 36MW along Landstrasse L14 (Wittstock/Dosse) between Freyenstein and Neu Cölln in the Ostprignitz-Ruppin district, Brandenburg, Germany. The US$1,450 million project includes the following: 1. Construction of a two-to-three-story, 27m-high data center building with an IT capacity of 36MW 2. Construction of administrative facilities 3. Construction of parking facilities 4. Installation of PV systems 5. Installation of technical equipment such as servers and data lines 6. Installation of power facilities |  |  |  | April 13, 2026 - SERBAN DC GmbH and NOYA-Generalplanung announced plans to construct a data center campus between two districts of Wittstock/Dosse in Brandenburg. | Project Plan Announced | 1 | Not Funded / Unconfirmed | Private | NOYA Generalplanung and Projektmanagement GmbH;Serban DC GmbH |  |  | Gruenhagen Lohnunternehmen GmbH and Co KG;NOYA Generalplanung and Projektmanagement GmbH
356144 | 356144 | 2026-04-23 08:14 | Digital Realty – Digital Park-Paukerwerkstrasse Data Center Expansion – Vienna | Digital Realty – Digital Park-Paukerwerkstrasse Data Center Expansion – Vienna | https://construction.globaldata.com/Projects/Overview/356144 | Execution | Parent | 1175 | 2020 Q4 | 2021 Q2 | 2026 Q4 | Europe | Austria | Vienna | Vienna |  |  | Commercial & Leisure | Data Center | Data Center | Office Buildings |  | Expansion | Onshore | Digital Realty Trust Inc (Interxion) is undertaking the construction of the Digital Park-Paukerwerkstrasse data center complex in Vienna, Austria. The project involves the construction of four data center buildings named as VIE3, VIE4, VIE5, and VIE6 combined capacity of up to 40MW with a total gross floor area of 21,000m2, an administrative building, a power house building, a substation, a waste heat redistribution facility, server rooms, meeting rooms, parking, and related facilities, and the installation of cooling equipment, 24 diesel engines, 19,000 batteries, and 7,000 cross-connections and safety and security systems. Interxion has merged with Digital Realty Trust Inc. Initially, the project will be Tier III certification with potential Tier IV-level resilience, a green data center, and the colocation mode. The data center complex is being implemented with The Last Planner System (LPS) to ensure high-level coordination across every phase. Exyte GmbH has been appointed as the construction contractor. | 48.2085 | 16.3721 | The project involved the construction of the Digital Park-Paukerwerkstrasse data center complex in Vienna, Austria. The US$1,175 million project includes the following: 1. Construction of four data center buildings named as VIE3, VIE4, VIE5, and VIE6 combined capacity of up to 40MW with a total gross floor area of 21,000m2 2. Construction of an administrative building and a power house building 3. Construction of a substation 4. Construction of a waste heat redistribution facility 5. Construction of server rooms 6. Construction of meeting rooms 7. Construction of parking and related facilities, 8. Installation of cooling equipment 9. Installation of 24 diesel engines, 19,000 batteries, 7,000 cross-connections, and safety and security systems | Colocation Data Center; Green data center; Hyperscale Data Center; Tier 3 Data Center | The Digital Park-Paukerwerkstrasse Data Centre is being expanded at Paukerwerkstrasse in Vienna. The project will be located approximately 1km away from the existing data center campus VIE1 and VIE2 in Vienna. The data center expansion aims to offer local and global service providers additional data center capacity to seamlessly expand their services in the region via Platform Digital. The Interxion Digital Park Paukerwerkstraße offers the ideal environment to support companies in their digital transformation. The project will be ISO27001/22301/9001 and 14001 certified. |  | April 2026 - Construction works are underway. June 2025 - Construction works are underway. December 2024 - Construction works are underway. July 2024 - Construction works are underway. July 2023 - Construction works are underway. August 2022 - Construction works are underway for the VIE3 data center building and VIE4, VIE5, and VIE6 data center buildings are in planning. October 22, 2021 - Construction works are underway for the VIE3 data center building and VIE4, VIE5, and VIE6 data center buildings are in planning. June 2021 - Construction works commenced for the VIE3 data center building. March 2021 - The construction contract was awarded to Exyte GmbH. October 2020 - Interxion announced plans to build the Digital Park-Paukerwerkstrasse data center complex in Vienna. | Project work on Schedule | 1 | Not Funded / Unconfirmed | Private | Digital Realty Trust Inc | Exyte GmbH
560350 | 560350 | 2026-04-23 08:07 | DataVolt – Yanbu Tier 3 Data Center – Al Madinah al Munawwarah | DataVolt – Yanbu Tier 3 Data Center – Al Madinah al Munawwarah | https://construction.globaldata.com/Projects/Overview/560350 | Execution | Parent | 50 | 2024 Q4 | 2026 Q1 | 2028 Q3 | Middle East and Africa | Saudi Arabia | Al Madinah al Munawwarah | Yanbu |  |  | Commercial & Leisure | Data Center | Data Center |  |  | New | Onshore | DataVolt is planning to undertake the construction of a data center in the Modon Industrial Zone, Yanbu, Saudi Arabia. It is being built with a modular design to support AI, cloud and latency-sensitive workloads. Its purpose is to serve as a regional digital gateway supporting content delivery, cloud services, and AI infrastructure. The project involves the construction of a data center building. It also includes the construction of an administrative space, parking facilities, associated facilities, installation of HVAC, installation of power systems, and installation of safety and security systems. Serban Insaat Company, Data Center Technologies, a subsidiary of Abunayyan Holding are the main contractor and Al Ekhtiar Consulting Engineering Company, Meinhardt are the consultants on the project. | 24.0891 | 38.0637 | DataVolt is planning to undertake the construction of a data center in the Modon Industrial Zone, Yanbu, Saudi Arabia. It is being built with a modular design to support AI, cloud and latency-sensitive workloads. Its purpose is to serve as a regional digital gateway supporting content delivery, cloud services, and AI infrastructure. The project consists of four phases. Building Permit: BL-000036-47-01-26 The US$50 million project includes the following: 1. Construction of a data center 2. Construction of an administrative space 3. Construction of parking facilities 4. Construction of associated facilities 5. Installation of HVAC 6. Installation of power systems 7. Construction of a substation with a transmission line 7. Installation of a safety and security system |  | A data center is planned to be built in Yanbu, Saudi Arabia. |  | April 2026 - The construction works have commenced on the project. February 27, 2026 - Serban Insaat Company, Data Center Technologies a subsidiary of Abunayyan Holding are the main contractors and Al Ekhtiar Consulting Engineering Company, Meinhardt are the consultants on the project. | Project work on Schedule | 1 | Not Funded / Unconfirmed | Private | DataVolt | Abunayyan Holding;Serban Insaat AS |  | Al Ekhtiar Consulting Engineering Co;Meinhardt (UK) Ltd
475367 | 475367 | 2026-04-23 06:37 | Yondr Grp – TOR1X0 Data Center – Ontario | Yondr Grp – TOR1X0 Data Center – Ontario | https://construction.globaldata.com/Projects/Overview/475367 | Construction Complete | Parent | 160 | 2024 Q2 | 2025 Q1 | 2026 Q2 | North America | Canada | Ontario | Toronto | 3125 Steeles Avenue East, Toronto | M2H 3S7 | Commercial & Leisure | Data Center | Data Center |  |  | New | Onshore | Yondr Group Ltd has undertaken the construction of a hyperscale data center in Toronto, Ontario, Canada. The project involved the construction of a 21,510m2 three-storey data center with a consumption capacity of 27MW on 1.8ha of land. It included the construction of data halls, meeting rooms, office space, storage facilities and parking facilities, and the installation of power and cooling systems, safety and security systems. The data center will support the growing demand for artificial intelligence (AI) and high-performance computing (HPC) infrastructure. It will utilise a closed loop liquid cooling system. WZMH Architects has been appointed as an architect, Quinn Design Associates as a landscape architect, WSP, HH Angus & Associates Limited, Morrison Hershfield as the consulting engineers, Guido Papa Surveying as a surveyor, EllisDon Corp as a main contractor, and Hitachi Construction Machinery Co Ltd as an equipment supply contractor. | 43.7001 | -79.4163 | The project involved the construction of a 21,510m2 three-storey data center with a capacity of 27MW on 1.8ha of land in Toronto, Ontario, Canada. The US$160 million project included the following: 1. Construction of data halls 2. Construction of meeting rooms 3. Construction of office space 4. Construction of storage facilities 5. Construction of parking facilities 6. Installation of safety and security systems | Hyperscale Data Center |  |  | April 2026 - Construction works were completed. March 2026 - Construction works are underway. October 2025 - Construction works are underway. June 2025 - Topping off ceremony was held. January 29, 2025 - Groundbreaking ceremony was held marking the start of construction. October 09, 2024 - Planning activities are underway. Q2 2024 - Yondr Group Ltd announced plans to build a data center in Toronto. | Construction Completed | 5 | Not Funded / Unconfirmed | Private | Yondr Group Ltd | EllisDon Corp | Quinn Design Associates;WZMH Architects | Guido Papa Surveying Ltd;HH Angus and Associates Ltd;Morrison Hershfield Group Inc;WSP Canada Inc
561479 | 561479 | 2026-04-22 18:45 | Legend Prop RE – Stroudsburg Data Center – Pennsylvania | Legend Prop RE – Stroudsburg Data Center – Pennsylvania | https://construction.globaldata.com/Projects/Overview/561479 | Planning | Parent | 100 | 2025 Q4 | 2027 Q3 | 2029 Q4 | North America | United States | Pennsylvania | Monroeville | Stroudsburg | 18360 | Commercial & Leisure | Data Center | Data Center |  | Medium | New | Onshore | Legend Properties is planning to undertake the construction of a data center in Stroudsburg, Pennsylvania, the US. The project involves the construction of two 23,225m2 data centers. It includes the construtcion of data halls, server rooms, an administrative space, a substation, and the installation of generators, cooling systems, and safety and security systems. | 40.9864 | -75.1947 | The project involves the construction of two 23,225m2 data centers in Stroudsburg, Pennsylvania, the US. The US$100 million project includes the following: 1. Construction of data halls 2. Construction of server rooms 3. Construction of an administrative space 4. Construction of a substation 5. Installation of generators 6. Installation of cooling systems 7. Installation of safety and security systems |  |  |  | April 2026 - The project plans are under preliminary consideration. Q4 2025 - Legend Properties announced plans for the construction of a data center in Stroudsburg. | Project work on Schedule | 1 | Not Funded / Unconfirmed | Private | Legend Properties Commercial Real Estate
539292 | 539292 | 2026-04-22 18:14 | Shinyoung – Siksa-dong Data Center – Gyeonggi-do | Shinyoung – Siksa-dong Data Center – Gyeonggi-do | https://construction.globaldata.com/Projects/Overview/539292 | Planning | Parent | 1300 | 2024 Q1 | 2027 Q2 | 2029 Q4 | Asia-Pacific | South Korea | Gyeonggi-do | Goyang-si |  | MRP8+6XG | Commercial & Leisure | Data Center | Data Center | Parking Facilities | Low | New | Onshore | Shinyoung Securities Co Ltd is planning to undertake the construction of a colocation data center at Siksa-dong, Goyang-si, Gyeonggi-do, South Korea. The project involves the construction of an 83,379m2 data center with a consumption capacity of 60MW, with 5 underground floors and 3 above-ground floors. It includes the construction of a four-story building, a two-story building, data halls, a substation, conference rooms, break rooms, meet-me rooms, server rooms and parking spaces, and the installation of racks and safety and security systems. The facility will feature an advanced cooling system, ensuring optimal performance and efficiency with maximum reliability. In September 2024, Shinyoung Securities secured conditional planning approvals from the Goyang City Council and secured design approvals in August 2025. | 37.6856 | 126.8175 | The project involves the construction of an 83,379m2 data center with a consumption capacity of 60MW at Siksa-dong, Goyang-si, Gyeonggi-do, South Korea. The US$51,300 million project includes the following: 1. Construction of data halls 2. Construction of conference rooms 3. Construction of break rooms 4. Construction of server rooms 5. Construction of a substation 6. Construction of meet-me rooms 7. Construction of parking spaces 8. Installation of UPS/generators 9. Installation of racks 10. Installation of safety and security systems | Colocation Data Center; Heating, ventilation and air conditioning (HVAC) |  |  | April 2026 - Planning activities are underway. September 2025 - Shinyoung secured design approval from the Goyang City Council. September 2024 - Shinyoung secured conditional planning approval from the Goyang City Council. Q1 2024 - Shinyoung announced plans to build a data center in South Korea. | No Major Development | 0 | Not Funded / Unconfirmed | Private | Shinyoung Securities Co Ltd
370319 | 370319 | 2026-04-22 18:14 | InterXion – BCN1 Data Center – Catalonia | InterXion – BCN1 Data Center – Catalonia | https://construction.globaldata.com/Projects/Overview/370319 | Execution | Parent | 270 | 2022 Q2 | 2024 Q1 | 2026 Q2 | Europe | Spain | Catalonia | Sant Adria de Besos |  |  | Commercial & Leisure | Data Center | Data Center |  |  | New | Onshore | Interxion is undertaking the construction of the BCN1 data center in the municipality of Sant Adrià de Besòs, Barcelona, Catalonia, Spain. The project is planned in two phases on a combined area of 2ha. Phase One involves the construction of a data center building with a consumption capacity of 7MW, with a total gross floor area of 13,000m2, and a data center building with a consumption capacity of 8MW, with a gross floor area of 5,000m2. The project also involves the construction of server rooms, cooling equipment, an administrative facility, and parking facilities, and the installation of security and relevant equipment. Interxion was acquired by Digital Realty in March 2020. B-Global Tech has been appointed as the design and engineering services contractor. Mercury Engineering Ltd is responsible for the construction contractor. Gruas Serrat is supplying cranes for the project. Ayesa Ingenieria y Arquitectura SA has been appointed as the BIM consultant. Interxion has signed an energy supply agreement with Acciona Energia SA. | 41.4307 | 2.2186 | The project involves the construction of the BCN1 data center in the municipality of Sant Adrià de Besòs, Barcelona, Catalonia, Spain. The US$270 million project includes the following: 1. Construction of a data center building with a consumption capacity of 7MW, with a total gross floor area of 13,000m2 in phase I on a 2ha 2. Construction of a data center building with a consumption capacity of 8MW with a gross floor area of 5,000m2 in phase II 3. Construction of server rooms 4. Construction of an administrative facility 5. Construction of parking facilities 6. Installation of security and relevant equipment 7. Installation of cooling equipment | Building Information Modeling (BIM); Colocation Data Center; Hyperscale Data Center; LEED; Tier 3 Data Center | The BCN1 data center is being built in the municipality of Sant Adrià de Besòs, Barcelona, Catalonia. The project aims to meet the growing demand for IT infrastructures and to provide services to companies in the north and south of France. The BCN1 data center and connectivity node will strengthen the company's business and position in the country. The project will obtain the LEED Silver certification. The project's location has been selected due to fast, direct, and resilient access to the main submarine cables and interconnection points. |  | April 2026 - Equipment installation works are underway for phase II. March 2026 - The construction works were completed for phase I. November 2025 - Equipment installation works are underway for phase I. December 2024 - Construction works are underway. January 2024 - Construction works commenced. September 2023 - The construction contract was awarded to Mercury Engineering Ltd. July 2023 - A tender was issued for construction contractors. March 2023 - Design activities are underway. January 2023 - The design contract was awarded to B Global Tech. November 2022 - A tender was issued for design contractors. October 2022 - Planning activities are underway. July 2022 - The project is in the initial stages of development. May 16, 2022 - Interxion announced plans to build the BCN1 data center in Barcelona. | Project work on Schedule | 1 | Not Funded / Unconfirmed | Private | InterXion Deutschland GmbH | Mercury Engineering Ltd | B Global Tech | Ayesa Ingenieria y Arquitectura SA
552841 | 370319 | 2026-04-22 18:10 | InterXion – BCN1 Data Center: Phase II – Catalonia | InterXion – BCN1 Data Center – Catalonia | https://construction.globaldata.com/Projects/Overview/552841 | Execution | Sub | 129 | 2022 Q2 | 2025 Q4 | 2026 Q2 | Europe | Spain | Catalonia | Sant Adria de Besos |  |  | Commercial & Leisure | Data Center | Data Center |  |  | New | Onshore | Interxion is undertaking the construction of the BCN1 data center: phase II in the municipality of Sant Adrià de Besòs, Barcelona, Catalonia, Spain. The project involves the construction of a data center with a consumption capacity of 8MW with a gross floor area of 5,000m2, server rooms, cooling equipment, an administrative facility, and parking facilities, and the installation of security and relevant equipment. Interxion was acquired by Digital Realty in March 2020. B-Global Tech has been appointed as the design and engineering services contractor. Mercury Engineering Ltd has been appointed as the construction contractor. Gruas Serrat has been appointed as the crane supply contractor. Ayesa Ingenieria y Arquitectura SA has been appointed as the BIM consultant. Interxion has signed an energy supply agreement with Acciona Energia SA. | 41.4307 | 2.2186 | The project involves the construction of the BCN1 data center: phase II in the municipality of Sant Adrià de Besòs, Barcelona, Catalonia, Spain. The US$129 million project includes the following: 1. Construction of a 8MW data center building with a gross floor area of 5,000m2 2. Construction of server rooms 3. Construction of an administrative facility 4. Construction of parking facilities 5. Installation of security and relevant equipment | Building Information Modeling (BIM); Colocation Data Center; Green data center |  |  | April 2026 - Equipment installation works are underway. December 2025 - Construction works commenced. November 2025 - Preliminary works are underway. January 2023 - The design contract was awarded to B Global Tech. May 2022 - Interxion announced plans to build the BCN1 data center in Barcelona. | Project work on Schedule | 1 | Not Funded / Unconfirmed | Private | InterXion Deutschland GmbH | Mercury Engineering Ltd | B Global Tech | Ayesa Ingenieria y Arquitectura SA
441964 | 441964 | 2026-04-22 18:06 | Atmoss – Project Anthem Data Center – Oklahoma | Atmoss – Project Anthem Data Center – Oklahoma | https://construction.globaldata.com/Projects/Overview/441964 | Execution | Parent | 1000 | 2023 Q3 | 2026 Q2 | 2028 Q4 | North America | United States | Oklahoma | Tulsa | at the intersection of 11th Street and the Creek Turnpike |  | Commercial & Leisure | Data Center | Data Center |  |  | New | Onshore | Atmoss LLC, a subsidiary of Meta Platforms, is undertaking the construction of a hyperscale AI data center at the intersection of 11th Street and the west side of the Creek Turnpike in Tulsa, Oklahoma, the US. The project involves the construction of a 185,806m2 data center on 137ha of land. It includes the construction of server rooms, meeting rooms, substations, parking facilities, and the installation of generators, cooling systems, and safety and security systems. The facility will be powered by 100% clean energy and use closed-loop liquid-cooling technology for cooling. Fortis Construction has been appointed as the general contractor. Construction commenced in April 2026 and is scheduled to be completed by 2028. The project is expected to generate up to US$3.3 billion in economic activity and will create more than 1,000 construction jobs and 100 permanent jobs. | 36.0865 | -95.9605 | The project involves the construction of a 185,806m2 data center on 137ha of land at the intersection of 11th Street and the west side of the Creek Turnpike in Tulsa, Oklahoma, the US. The US$1,000 million project includes the following: 1. Construction of server rooms 2. Construction of meeting rooms 3. Construction of substations 4. Construction of parking facilities 5. Installation of generators 6. Installation of cooling systems 7. Installation of safety and security systems | Heating, ventilation and air conditioning (HVAC); Hyperscale Data Center |  |  | April 2026 - A groundbreaking ceremony was held, marking the start of construction. April 2026 - Atmoss LLC withdrawn its plans for the second phase. January 2026 - The project is awaiting approvals. January 2025 - Planning activities are underway. March 2024 - The Tulsa Metropolitan Area Planning Commission unanimously voted to recommend approval from the Tulsa City Council. Q1 2024 - Atmoss LLC announced plans to build a data center in Tulsa. | Construction Commenced | 4 | Not Funded / Unconfirmed | Private | Atmoss LLC | Fortis Construction Inc |  | Olsson Inc
564138 | 564138 | 2026-04-22 17:35 | Kio Networks – Santa Fe MEX8 Data Center – Mexico City | Kio Networks – Santa Fe MEX8 Data Center – Mexico City | https://construction.globaldata.com/Projects/Overview/564138 | Execution | Parent | 70 | 2026 Q1 | 2026 Q1 | 2027 Q4 | South and Central America | Mexico | Mexico City |  |  |  | Commercial & Leisure | Data Center | Data Center |  |  | Expansion | Onshore | KIO Networks is undertaking the Santa Fe MEX8 Data Center in Mexico City, Mexico. The project invovles the construction of a data center with a 4MW consumption capacity, administrative buildings, server control building and electric distribution areas, demolition of existing structure and the installation of power generators and cooling equipment. The project will generate 3,000 jobs. This type of facility is known as Edge data centers. The project is scheduled to be completed by 2027. | 19.3864 | -99.2258 | The project involves the construction of a data center with a 4MW consumption capacity in Santa Fe, Mexico City, Mexico. The US$70 million project includes the following: 1. Construction of a new data center 2. Demolition of the existing structure 3. Construction of administrative buildings 4. Construction of server control building 5. Construction of electric distribution areas 6. Installation of power generators 7. Installation of cooling equipment. |  |  |  | April 2026 - The project is in execution. March 2026 - Construction work started. January 2026 - KIO Networks announced plans to build the Santa Fe MEX8 Data Center in Mexico City, Mexico. | Project work on Schedule | 1 | Not Funded / Unconfirmed | Private | Kio Networks S.A. de C.V.
538907 | 538907 | 2026-04-22 17:32 | Telehouse – Telehouse Data Center – Thailand | Telehouse – Telehouse Data Center – Thailand | https://construction.globaldata.com/Projects/Overview/538907 | Planning | Parent | 83 | 2024 Q1 | 2027 Q2 | 2029 Q4 | Asia-Pacific | Thailand |  |  |  |  | Commercial & Leisure | Data Center | Data Center |  | Low | New | Onshore | Telehouse is planning to undertake the construction of a data center in Thailand. The exact location of the project is yet to be finalised. The project involves the construction of a data center. It includes the construction of data halls, meet-me rooms, server rooms, a substation, a parking facility, and the installation of generators and uninterruptible power supply (UPS) units, cooling systems, and safety and security systems. The detailed scope and project timelines have not been disclosed. The facility will be equipped with reliable uninterruptible power supply (UPS) units and generators for backup power systems. It also features an advanced cooling system, ensuring optimal performance and efficiency with maximum reliability. | 14.8972 | 100.8327 | The project involves the construction of a data center in Thailand. The US$83 million project includes the following: 1. Construction of data halls 2. Construction of meet-me rooms 3. Construction of server rooms 4. Construction of a substation 5. Construction of a parking facility 6. Installation of generators and uninterruptible power supply (UPS) units 7. Installation of the cooling system 8. Installation of safety and security systems |  |  |  | April 2026 - Planning activities are underway. September 2025 - The project is in the early stages of development. June 2025 - The Board of Investment (BOI) has approved investment project proposals. November 2024 - Planning activities are underway. Q1 2024 - Telehouse announced plans to build a data center in Thailand. | No Major Development | 0 | Not Funded / Unconfirmed | Private | Telehouse
413478 | 413478 | 2026-04-22 17:29 | SEG Social – Soria Social Security Data Center – Castille and Leon | SEG Social – Soria Social Security Data Center – Castille and Leon | https://construction.globaldata.com/Projects/Overview/413478 | Execution | Parent | 96 | 2018 Q1 | 2023 Q3 | 2026 Q4 | Europe | Spain | Castille and Leon | Soria |  |  | Commercial & Leisure | Data Center | Data Center | Parking Facilities |  | New | Onshore | Gerencia de Informática de la Seguridad Social is undertaking the construction of a social security data center in Soria, Castile and León, Spain. The project involves the construction of a three-story data center building on a 3.7ha area with a 3MW consumption capacity, server rooms with a 2,800m2 TGFA, an electrical substation with a transformation station, and a 117-space parking facility and the installation of cooling and security equipment. A joint venture of El Centro de Desarrollo de Energías Renovables and Federación de Organizaciones Empresariales Sorianas conducted a study for the project. A joint venture of Gabinete, Nexitic DC Consulting and Ghesa Ingeniería y Tecnología in alliance with SNH Associates, IBM Global Services Spain, PQC Power Quality Control, and Quark Technological Solutions submitted the design bid. The design and project management consultant contract has been awarded to Quark UnLtd Engineering SL. The following individual companies and joint ventures submitted construction bids: FCC Industrial e Infraestructuras Energeticas SA, FCC Construccion SA, Ferrovial Construction and Cobra Instalaciones y Servicios SA, and Itercon Innovaciones Tecnicas y Recursos Constructivos SA. The construction contract was awarded to a joint venture of Cobra Instalaciones y Servicios SA and Itercon Innovaciones Tecnicas y Recursos Constructivos SA. Cobra IS has been appointed as the electrical equipment installation contractor. The project is being financed with funds from the European Union. The project will create 60 permanent jobs in the operation. | 41.764 | -2.4688 | The project involves the construction of a social security data center in Soria, Castile and León, Spain. The US$96 million project includes the following: 1. Construction of a three-story data center building with a 3MW consumption capacity on a 3.7ha area 2. Construction of server rooms with a 2,800m2 total gross floor area (TGFA) 3. Construction of an electrical substation with a transformation station 4. Construction of a 117-space car park facility 5. Installation of cooling and security equipment | Tier 3 Data Center | The project will be located in the center of SUR-D9 in the Los Royales II neighborhood of the capital of Soria, Castile and León. The project's aim is to meet the growing demand for data centers in the government sector of the region. The current data center is located in Madrid and will be located in Soria once the construction is completed. The project will save energy costs of US$159,218 per annum (EUR150,000 euro) for the next 40 years. it will use the free-cooling system as its refrigeration system; Soria's own climate will serve to cool its rooms and keep the processors below the 23 degrees necessary for its correct operation. |  | April 2026 - Construction works are underway. August 2025 - Construction works are underway. September 2024 - Construction works are underway. September 2023 - Construction works commenced. August 2023 - The construction contract was awarded to a joint venture of Cobra Instalaciones y Servicios SA and Itercon Innovaciones Tecnicas y Recursos Constructivos SA. July 2023 - The construction bid evaluation is underway. May 26, 2023 - A joint venture of Cobra Instalaciones y Servicios SA and Itercon Innovaciones Tecnicas y Recursos Constructivos SA was selected as the successful bidder. February 2023 - The construction procedure resumed. January 2023 - The College of Engineers filed a case against the design tender procedure for the Data Center. November 2022 - The project obtained the construction permit. Q4 2021 - The design and project management consultant contract was awarded to Quark UnLtd Engineering SL. August 2021 - Gabinete Ehe and Nexitic DC Consulting; and Ghesa Ingeniería y Tecnología in alliance with SNH Associates. For its part, IBM Global Services Spain; PQC Power Quality Control; and Quark Technological Solutions submitted the design bid. April 2021 - A tender was issued for design contractors. March 2021 - The Soria City Council handed over the project site to the Ministry of Inclusion, Social Security and Migrations. December 2018 - The suitability study commenced. Q1 2018 - Gerencia de Informatica de la Seguridad Social announced plans to build a data center in Soria. | Project work on Schedule | 1 | Not Funded / Unconfirmed | Public | Gerencia de Informatica de la Seguridad Social | Cobra Instalaciones y Servicios SAU;Itercon Innovaciones Tecnicas y Recursos Constructivos SA | Quark UnLtd Engineering SL | Centro de Desarrollo de Energias Renovables;Federacion de Organizaciones Empresariales Sorianas;Quark UnLtd Engineering SL
375447 | 375447 | 2026-04-22 17:26 | Ingenostrum Chile – CCGreen Data Center Campus and Eco-Industrial Park Development – Extremadura | Ingenostrum Chile – CCGreen Data Center Campus and Eco-Industrial Park Development – Extremadura | https://construction.globaldata.com/Projects/Overview/375447 | Design | Parent | 1377 | 2021 Q1 | 2026 Q4 | 2028 Q4 | Europe | Spain | Extremadura | Caceres | near the new Arenales substation and the Las Capellanías industrial estate |  | Commercial & Leisure | Data Center | Data Center | Solar PV | Medium | New | Onshore | Nostrum Group, previously known as Ingenostrum Chile SpA, is planning to construct the CCGreen data centre campus and eco-industrial park in Cáceres, Extremadura, Spain. The project is planned on a 200ha area in several phases. The first phase involves the construction of seven data center buildings with a total consumption capacity of 70MW, and the second and third phases have a combined consumption capacity of 30MW. The project also includes the construction of an artificial lake, and photovoltaic power plants with a capacity of 120MW and 400MW respectively, access and internal roads, electrical substations, and administrative buildings, and the installation of solar panels, solar trackers, inverters, electrical and mechanical equipment, and the laying of transmission lines. An artificial lake will allow the data center to save 70% of its energy for cooling. The proposed data center will be a Tier 3 and a Green data center. An in-house division of Ingenostrum has completed initial master planning. The project has been created in collaboration with the University of Extremadura. eXedra Architecture and Sustainable Design has been appointed as the design contractor. JB Capital Markets, Sociedad de Valores, S.A., has been appointed as financial advisor. TLM Group, LLC has been appointed as a consulting contractor. Alfa Laval SA has been appointed as the heating and cooling products supply contractor. Statkraft has been appointed as the electricity supply contractor. The data centre will be connected to the maritime fibre optic connection that links Europe with America, via Bilbao and Sines (Portugal). The proposed data centre will feature pioneering technology and will become the first carbon-neutral data centre in the entire European Union, with a capacity of 70MW IT. BBVA has been appointed as the financial advisor. | 39.5068 | -6.424 | The project involves the construction of the CCGreen data center campus and eco-industrial park in Caceres, Extremadura, Spain. The US$1,377 million project includes the following: 1. Construction of seven data center buildings with a total consumption capacity of 70MW in phase I 2. Construction of phases II and III data center campus with a combined consumption capacity of 30MW 3. Construction of an artificial lake 4. Construction of photovoltaic power plants with a capacity of 120MW and 400MW, respectively 5. Construction of access and internal roads 6. Construction of electrical substations 7. Construction of administrative buildings 8. Installation of solar panels 9. Installation of solar trackers 10. Installation of inverters 11. Installation of electrical and mechanical equipment 12. Laying of transmission lines and cables | BREEAM; District Heating/Cooling System; Green data center; Heating, ventilation and air conditioning (HVAC); Tier 3 Data Center | The CCGreen Eco-Industrial Park is planned for development near the Las Capellanías industrial estate in Cáceres, Extremadura. The main objective of the project is to place Extremadura on the international map of Data Centers through the implementation of a large data center that serves as a "driver infrastructure" to attract large companies in the IT sector, and to take advantage of the existing cable infrastructure connection of this autonomous community with the central area of ​​Spain. The project location is an ideal place to carry out renewable projects, which is why Ingenostrum has decided to make a large investment in a data center, with the availability of renewable sources such as energy and water, and the large fiber optic networks passing through the maritime connection between Europe and America through Bilbao and Sines (Portugal). The project will be BREEAM-certified and has obtained a TIER IV GOLD. The project will create 2,500 jobs in the region. |  | April 2026 - The remaining 15% of the land expropriation procedure is underway. March 2026 - 85% of the land expropriation procedure was completed. September 2025 - Administrative procedures are underway. June 2025 - The project is waiting an approval from Red Eléctrica to initiate the construction for electrical substation. January 2025 - The project is waiting an approval from Red Eléctrica to initiate the construction for electrical substation. October 2024 - The project has obtained a favourable strategic environmental approval from the Regional Government of Extremadura. April 2024 - Design and administrative procedures are underway. December 2023 - The project is waiting for construction approval. August 2023 - Project financing and planning activities are underway. July 2023 - The project obtained the urban planning approval. Q1 2023 - Project financing and urban planning activities are underway simultaneously. November 2022 - Project's urban planning procedures commenced. July 28, 2022 - Design activities are underway. December 2021 - The design contract was awarded to eXedra Architecture and Sustainable Design. January 2021 - Ingenostrum Chile SpA announced plans to build the CCGreen data center campus and eco-industrial park in Caceres. | Project work on Schedule | 1 | Not Funded / Unconfirmed | Private | Ingenostrum Chile SpA |  | eXedra Architecture and Sustainable Design SL | The TLM Group, LLC
452365 | 375447 | 2026-04-22 17:25 | Ingenostrum Chile – CCGreen Data Center Campus and Eco-Industrial Park Development: Phase I – Extremadura | Ingenostrum Chile – CCGreen Data Center Campus and Eco-Industrial Park Development – Extremadura | https://construction.globaldata.com/Projects/Overview/452365 | Design | Sub | 964 | 2021 Q1 | 2026 Q4 | 2030 Q4 | Europe | Spain | Extremadura | Caceres | near the new Arenales substation and the Las Capellanías industrial estate |  | Commercial & Leisure | Data Center | Data Center | Solar PV | Medium | New | Onshore | Ingenostrum Chile SpA is undertaking the construction of the CCGreen data center campus and eco-industrial park: phase I in Caceres, Extremadura, Spain. The project involves the construction of seven data center buildings with a total consumption capacity of 40MW, two photovoltaic plants with a combined capacity of 520MW, an artificial lake, administrative buildings, technical rooms, server rooms, and the installation of cooling equipment and relevant systems. An artificial lake will allow the data center to save 70% of its energy for cooling. The proposed data center will be Tier IV standards. An in-house division of Ingenostrum has completed initial master planning. The project has been created in collaboration with the University of Extremadura. eXedra Architecture and Sustainable Design has been appointed as the design contractor. JB Capital Markets, Sociedad de Valores, S.A., has been appointed as financial advisor. TLM Group, LLC has been appointed as a consulting contractor. Alfa Laval SA has been appointed as the heating and cooling products supply contractor. The proposed data center will feature pioneering technology and will become the first carbon-neutral data center in the entire European Union, with a capacity of 70MW IT. BBVA has been appointed as the financial advisor. Statkraft AS has been appointed as the electricity supply contractor. | 39.5068 | -6.424 | The project involves the construction of the CCGreen data center campus and eco-industrial park: phase I in Caceres, Extremadura, Spain. The US$964 million project includes the following: 1. Construction of seven data center buildings with a total consumption capacity of 40MW 2. Construction of two photovoltaic plants with a combined capacity of 520MW 3. Construction of an artificial lake 4. Construction of administrative buildings 5. Construction of technical rooms 6. Construction of server rooms 7. Installation of cooling equipment and relevant systems | Colocation Data Center; Green data center; Heating, ventilation and air conditioning (HVAC) | The CCGreen Eco-Industrial Park is planned for development near the Las Capellanías industrial estate in Cáceres, Extremadura. The main objective of the project is to place Extremadura on the international map of Data Centers through the implementation of a large data center that serves as a "driver infrastructure" to attract large companies in the IT sector, and to take advantage of the existing cable infrastructure connection of this autonomous community with the central area of Spain. The project location is an ideal place to carry out renewable projects, which is why Ingenostrum has decided to make a large investment in a data center, with the availability of renewable sources such as energy and water, and the large fiber optic networks passing through maritime connections between Europe and America through Bilbao and Sines (Portugal). The project will be BREEAM-certified and has obtained a TIER IV GOLD. The project will create 2,500 jobs in the region. |  | April 2026 - The remaining 15% of the land expropriation procedure is underway. March 2026 - 85% of the land expropriation procedure was completed. September 2025 - Administrative procedures are underway. January 2025 - The project is waiting for an approval from the Red Eléctrica for the construction of electrical substations. October 2024 - The project has obtained a favourable strategic environmental approval from the Regional Government of Extremadura. August 2024 - Design administrative procedures are underway. December 2021 - The design contract was awarded to eXedra Architecture and Sustainable Design. March 2021 - Ingenostrum Chile SpA announced plans to build the CCGreen data center campus and eco-industrial park: phase I in Caceres. | Project work on Schedule | 1 | Not Funded / Unconfirmed | Private | Ingenostrum Chile SpA |  | eXedra Architecture and Sustainable Design SL | Ingenostrum Chile SpA;The TLM Group, LLC
538749 | 538749 | 2026-04-22 17:21 | Benbros Energy – La Puebla de Alfindén Data Center – Aragon | Benbros Energy – La Puebla de Alfindén Data Center – Aragon | https://construction.globaldata.com/Projects/Overview/538749 | Planning | Parent | 2935 | 2025 Q2 | 2027 Q1 | 2030 Q4 | Europe | Spain | Aragon |  |  |  | Commercial & Leisure | Data Center | Data Center | Overhead Lines; Underground | Medium | New | Onshore | Iridium Concesiones de Infraestructuras SA (75%) and Benbros Energy (25%) are planning to construct a data center complex in La Puebla de Alfindén, Zaragoza, Aragón, Spain. The project is planned in two phases on a combined land area of 50ha. The project involves the construction of a 150MW data center complex on a 25.55ha area in phase I, and a 150MW data center on a 24.45ha area in phase II. The project also includes the construction of administrative buildings, server and technical rooms, two electrical substations, access roads, water supply facilities, parking facilities, the installation of cooling systems, sanitation systems, electrical equipment, and fiber optics, laying of a 400kV underground transmission line with a total length of 13.4km. The data center will provide IT space for tenants with between 20,000 and 30,000kW of IT load. The project will generate 1,510 jobs during construction, another 540 highly skilled jobs during operation, and 724 induced jobs. An in-house division of Iridium Concesiones de Infraestructuras SA is responsible for construction works. The urbanization works for phase I are scheduled to commence in the second half of 2026, the main construction for phase I is scheduled to commence in early 2027, and the entire project is scheduled for completion in the second half of 2030. | 41.6354 | -0.74641 | The project involves the construction of a new data center in La Puebla de Alfindén, Zaragoza, Spain. The US$2,935 million project includes the following: 1. Construction of a 150MW data center complex on a 25.55ha area in phase I 2. Construction of a 150MW data center on a 24.45ha area in phase II 3. Construction of administrative buildings 4. Construction of the server and technical rooms 5. Construction of two electrical substations 6. Construction of access roads 7. Construction of water supply facilities 8. Construction of parking facilities 9. Installation of cooling systems 10. Installation of sanitation systems 11. Installation of electrical equipment and fiber optics cables 12. Laying of a 400kV underground transmission line with a total length of 13.4km | Colocation Data Center |  |  | April 2026 - Administrative procedures are underway. February 2026 - Administrative procedures are underway. September 2025 - Administrative procedures are underway. June 2025 - Iridium Concesiones de Infraestructuras SA and and Benbros Energy announced plans to build a data center complex in La Puebla de Alfindén, Zaragoza. | Project work on Schedule | 1 | Not Funded / Unconfirmed | Private | Benbros Energy SL;Iridium Concesiones de Infraestructuras SA | Iridium Concesiones de Infraestructuras SA
524509 | 524509 | 2026-04-22 17:11 | Logistix Prop – Frankfort Logix I Data Center Campus – Indiana | Logistix Prop – Frankfort Logix I Data Center Campus – Indiana | https://construction.globaldata.com/Projects/Overview/524509 | Planning | Parent | 10000 | 2025 Q1 | 2027 Q4 | 2031 Q4 | North America | United States | Indiana | Frankfort | adjacent to Frito Lay | 46041 | Commercial & Leisure | Data Center | Data Center |  | Medium | New | Onshore | Logistix is planning to undertake the construction of a hyperscale data center campus in Clinton County, Frankfort, Indiana, the US The project involves the construction of a 650,321m2, 300MW data center on 289.16ha of land. It includes the construction of seven buildings, server rooms, an administrative space, and parking facilities, and the installation of equipment, cooling systems, and safety, and security systems. On July 3 2025, Logistix filed the rezoning request for the data center, but on July 25, 2025, it withdrew the rezoning petition and shifted the project to proceed under county jurisdiction (Clinton County). In December 2025, Logistox filed a new rezone request to resume moving the project forward under Clinton County jurisdiction, but later in January 2026, the Clinton County Commissioners voted unanimously to deny the rezoning of a data center. A 12-month waiting period is now in effect, after which Logistix can refile its request. | 40.2835 | -86.5631 | The project involves the construction of a 650,321m2, 300MW data center campus on 289.16ha of land in Frankfort, Indiana, the US. The US$10,000 million project includes the following: 1. Construction of seven buildings 2. Construction of server rooms 3. Construction of an administrative space 4. Construction of parking facilities 5. Installation of equipment 6. Installation of cooling systems 7. Installation of safety and security systems | Heating, ventilation and air conditioning (HVAC); Hyperscale Data Center |  | logistixpg.com/logistix_projects/logix-i-campus | April 2026 - A 12-month waiting period is now in effect, after which Logistix can resubmit the plans. January 2026 - The Clinton County Commissioners denied the rezoning of a data center. July 2025 - Logistix withdrew the rezoning application to revive the plans of the data center campus. Q1 2025 - Logistix announced plans to build a Logix I Data Center Campus in Frankfort. | Project work / Process Resumed | 3 | Not Funded / Unconfirmed | Private | Logistix Property Group
538752 | 538749 | 2026-04-22 17:08 | Benbros Energy – La Puebla de Alfindén Data Center: Phase II – Aragon | Benbros Energy – La Puebla de Alfindén Data Center – Aragon | https://construction.globaldata.com/Projects/Overview/538752 | Planning | Sub | 1468 | 2025 Q2 | 2027 Q4 | 2030 Q4 | Europe | Spain | Aragon |  |  |  | Commercial & Leisure | Data Center | Data Center |  | Medium | New | Onshore | Iridium Concesiones de Infraestructuras SA (75%) and Benbros Energy (25%) are planning to construct a data center complex in La Puebla de Alfindén, Zaragoza, Aragón, Spain. The project involves the construction of a 150MW data center complex on a 24.45ha. The project also includes the construction of administrative buildings, server and technical rooms, interior roads, access roads, water supply facilities, parking facilities, the installation of cooling systems, sanitation systems, electrical equipment, and fiber optics, laying of 400kV transmission lines. The data center will provide tenants with between 20,000 and 30,000kW of IT load An in-house division of Iridium Concesiones de Infraestructuras SA is responsible for construction works. | 41.6354 | -0.74641 | The project involves the construction of a new data center in La Puebla de Alfindén, Zaragoza, Aragón, Spain. The US$1,468 million project includes the following: 1. Construction of a 150MW data center complex on a 24.45ha 2. Construction of administrative buildings 3. Construction of server and technical rooms 4. Construction of interior roads 5. Construction of access roads 6. Construction of water supply facilities 7. Construction of parking facilities 8. Installation of cooling systems 9. Installation of sanitation systems 10. Installation of electrical equipment and fiber optics cables 11. Laying of 400kV transmission lines | Colocation Data Center |  |  | April 2026 - Administrative procedures are underway. February 2026 - Administrative procedures are underway. September 2025 - Administrative procedures are underway. June 2025 - Iridium Concesiones de Infraestructuras SA and and Benbros Energy announced plans to build a data center complex in La Puebla de Alfindén, Zaragoza. | Project work on Schedule | 1 | Not Funded / Unconfirmed | Private | Benbros Energy SL;Iridium Concesiones de Infraestructuras SA | Iridium Concesiones de Infraestructuras SA
367009 | 367009 | 2026-04-22 17:02 | META – Temple Hyperscale Data Center – Texas | META – Temple Hyperscale Data Center – Texas | https://construction.globaldata.com/Projects/Overview/367009 | Execution | Parent | 800 | 2021 Q4 | 2022 Q2 | 2026 Q4 | North America | United States | Texas | Temple | NW H K Dodgen Loop and Industrial Boulevard | 76502 | Commercial & Leisure | Data Center | Data Center |  |  | New | Onshore | Facebook (FB), a subsidiary of Meta Platforms Inc., is undertaking the construction of a hyperscale data center in Temple, Texas, the US. The project involves the construction of an 83,600m2 data center comprising three buildings with a consumption capacity of 152MW on 159ha of land. It includes the construction of server rooms, meeting rooms, administrative spaces, and parking facilities, and the installation of 750 prefabricated multi-trade racks, dry-cooling systems, and safety and security systems. The project will be supported entirely by renewable energy from True North Solar and use the outdoor air to cool its interior almost year-round. Meta also diverts 80% of construction waste by reusing and recycling materials. Burns & McDonnell has been appointed as the architect, Rosendin Electric Inc. as an electrical contractor and design consultant, Je Dunn Construction Midwest as a contractor, Brandt Companies, Peabody General Contractors, Alamo Structural Steel, Perry and Perry Builders, CentiMark Corporation, and BakerTriangle as local contractors. In December 2022, site preparation works paused due to the redesign of the building plans, and the works resumed in October 2023. Construction works are scheduled to be completed in 2026. | 31.0982 | -97.3428 | The project involves the construction of an 83,600m2 hyperscale data center comprising three buildings with a consumption capacity of 152MW on 159ha of land off NW H K Dodgen Loop and Industrial Boulevard in Temple, Texas, the US. The US$800 million project includes the following: 1. Construction of server rooms 2. Construction of meeting rooms 3. Construction of administrative space 4. Construction of parking facilities 5. Installation of 750 prefabricated multi-trade racks 6. Installation of dry-cooling systems 7. Installation of safety and security systems | Green data center; Heating, ventilation and air conditioning (HVAC); Hyperscale Data Center; LEED; Zero-Energy Building/Net-Zero Energy | A hyperscale data center is being constructed off NW H K Dodgen Loop and Industrial Boulevard in Temple. The project is expected to provide 1200 construction and 100 operational jobs. The project will aim for LEED (Leadership in Energy and Environmental Design) Gold certification and receive credits for water restoration efforts. |  | April 2026 - Construction activities are underway. October 2025 - Construction activities are underway. February 2024 - Construction activities are underway. October 2023 - Construction works resumed. December 2022 - The project was put on hold due to a change in design. Q2 2022 - Construction works were commenced. Q4 2021 - FB announced plan to build hyperscale data center in Texas. | Project work on Schedule | 1 | Not Funded / Unconfirmed | Private | Meta Platforms Inc | Brandt Construction Inc;Je Dunn Construction Midwest (Inactive) | Burns & McDonnell;Rosendin Electric Inc | Baker Triangle
538751 | 538749 | 2026-04-22 17:01 | Benbros Energy – La Puebla de Alfindén Data Center: Phase I – Aragon | Benbros Energy – La Puebla de Alfindén Data Center – Aragon | https://construction.globaldata.com/Projects/Overview/538751 | Planning | Sub | 1467 | 2025 Q2 | 2027 Q1 | 2030 Q4 | Europe | Spain | Aragon |  |  |  | Commercial & Leisure | Data Center | Data Center | Overhead Lines | Medium | New | Onshore | Iridium Concesiones de Infraestructuras SA (75%) and Benbros Energy (25%) are planning to construct a data center complex in La Puebla de Alfindén, Zaragoza., Aragona, Spain. The project involves the construction of a 150MW data center complex on a 25.55ha. The project also includes the construction of administrative buildings, server and technical rooms, two new electrical substations, access roads, water supply facilities, parking facilities, the installation of cooling systems, sanitation systems, electrical equipment, and fiber optics, laying of 400kV transmission lines. The data center will provide tenants with between 20,000 and 30,000kW of IT load An in-house division of Iridium Concesiones de Infraestructuras SA is responsible for construction works. | 41.6354 | -0.74641 | The project involves the construction of a new data center in La Puebla de Alfindén, Zaragoza, Spain. The US$1,467 million project includes the following: 1. Construction of a 150MW data center complex on a 25.55ha 2. Construction of administrative buildings 3. Construction of server and technical rooms 4. Construction of two new electrical substations 5. Construction of access roads 6. Construction of water supply facilities 7. Construction of parking facilities 8. Installation of cooling systems 9. Installation of sanitation systems 10. Installation of electrical equipment and fiber optics cables 11. Laying of 400kV transmission lines | Colocation Data Center |  |  | April 2026 - Administrative procedures are underway. February 2026 - Administrative procedures are underway. September 19, 2025 - Administrative procedures are underway. June 2025 - Iridium Concesiones de Infraestructuras SA and and Benbros Energy announced plans to build a data center complex in La Puebla de Alfindén, Zaragoza. | Project work on Schedule | 1 | Not Funded / Unconfirmed | Private | Benbros Energy SL;Iridium Concesiones de Infraestructuras SA | Iridium Concesiones de Infraestructuras SA
550974 | 550974 | 2026-04-22 16:26 | Sabey Data Center – Butte Data Center – Montana | Sabey Data Center – Butte Data Center – Montana | https://construction.globaldata.com/Projects/Overview/550974 | Planning | Parent | 1500 | 2024 Q2 | 2027 Q2 | 2029 Q4 | North America | United States | Montana | Butte | in the Montana Connections Business Park just west of urban Butte | 59701 | Commercial & Leisure | Data Center | Data Center |  | Low | New | Onshore | Sabey Data Center is planning to construct a colocation data center in Butte, Montana, the US. The project involves the construction of a data center with an initial IT load capacity of 50MW and can be eventually scaled up to approximately 250MW on 245ha of land. It includes the construction of data halls with racks, meeting rooms, office space, storage facilities and parking facilities, and the installation of power and cooling systems, safety and security systems. The facility will use a hybrid air and water closed loop cooling system. The evaporative cooling system will be used in summer months. In December 2024, Sabey DC signed the Letter of Intent with Montana utility NorthWestern Energy to provide power. | 45.9969 | -112.6664 | The project involves the construction of a data center with an initial IT load capacity of 50MW on 245ha of land in the Montana Connections Business Park just west of urban Butte, Montana, the US. The US$1,500 million project includes the following: 1. Construction of data halls with racks 2. Construction of meeting rooms 3. Construction of office space 4. Construction of storage facilities 5. Construction of parking facilities 6. Installation of power and cooling systems 7. Installation of safety and security systems | Colocation Data Center; Heating, ventilation and air conditioning (HVAC) |  |  | April 2026 - Planning activities are underway. February 2026 - The deadline to sign an agreement for officially purchasing the land has been extended for six months. October 2025 - Sabey DC signed a tentative agreement with the Butte-Silver Bow Commission to purchase government-owned land in the Montana Connections Business Park for US$1.2 million. December 2024 - Sabey DC signed the Letter of Intent with Montana utility NorthWestern Energy to provide power. June 2024 - Sabey Data Center announced plans to build the Butte data center in the USA. | No Major Development | 0 | Not Funded / Unconfirmed | Private | Sabey Data Center Properties LLC
538034 | 538034 | 2026-04-22 16:07 | Hyperco – Helsinki 2 Data Center – Uusimaa | Hyperco – Helsinki 2 Data Center – Uusimaa | https://construction.globaldata.com/Projects/Overview/538034 | Planning | Parent | 200 | 2022 Q4 | 2027 Q1 | 2028 Q4 | Europe | Finland | Uusimaa | Helsinki |  |  | Commercial & Leisure | Data Center | Data Center |  | Low | New | Onshore | Hyperco Oy is planning to undertake the construction of a colocation data center in the Helsinki metropolitan area, Uusimaa, Finland. The project involves the construction of a data center with a consumption intial capacity of 50MW on 5.4ha of land. It includes data halls, a substation, conference rooms, break rooms, meet-me rooms, server rooms and parking spaces, and the installation of racks and safety and security systems. The facility is committed to operating on 100% renewable energy and will be connected to Finland’s national grid. It will use a free cooling system. The project is the second data center proposed as part of two data center campuses in the Helsinki region. | 60.1452 | 24.8741 | The project involves the construction of a data center with a consumption intial capacity of 50MW on 5.4ha of land in Helsinki, Uusimaa, Finland. The US$200 million project includes the following: 1. Construction of data halls 2. Construction of conference rooms 3. Construction of break rooms 4. Construction of server rooms 5. Construction of a substation 6. Construction of meet-me rooms 7. Construction of parking spaces 8. Installation of UPS/generators 9. Installation of racks 10. Installation of safety and security systems | Colocation Data Center; District Heating/Cooling System; Heating, ventilation and air conditioning (HVAC) |  |  | April 22, 2026 - We have not been able to obtain further updates on this project. We have retained the same project stage and amended the key dates accordingly. We will update the profile as soon as we obtain any new information. September 2025 - Planning activities are underway. June 2025 - Planning activities are underway. December 2022 - Hyperco announced plans to build a data center in Finland. | Information Unavailable |  | Not Funded / Unconfirmed | Private | Hyperco Oy
552536 | 552536 | 2026-04-22 15:33 | Shaytura – Project Klondike Data Center – Ohio | Shaytura – Project Klondike Data Center – Ohio | https://construction.globaldata.com/Projects/Overview/552536 | Design | Parent | 1080 | 2024 Q2 | 2027 Q2 | 2030 Q4 | North America | United States | Ohio | Piqua | I-75 Exit 78 Business and Industrial Park | 45356 | Commercial & Leisure | Data Center | Data Center |  | Low | New | Onshore | J5 LLC, doing business as Shaytura LLC (Shaytura), is planning to construct an enterprise data center campus along Washington Road in Piqua, Ohio, the US. The project involves the construction of two data center buildings on a 65,032m2 area on 245ha of land. It will be developed in phases. It includes the construction of data halls, an administrative space, substations, and the installation of cooling systems, safety and security systems. Barge Design Solutions Inc. has been appointed as a design consultant, and Bricker Graydon LLP as a legal advisor. Construction works are scheduled to be completed by 2030. | 40.1399 | -84.223 | The project involves the construction of two data center buildings on a 65,032m2 area on 245ha of land along Washington Road in Piqua, Ohio, the US. The US$1,080 million project includes the following: 1. Construction of data halls 2. Construction of an administrative space 3. Construction of substations 4. Installation of cooling systems 5. Installation of safety and security systems | Enterprise Data Center; Heating, ventilation and air conditioning (HVAC) |  |  | April 2026 - The local residents are opposing the project's plans due to their environmental impact. November 2025 - Shaytura secured planning approvals from the City of Piqua, Ohio. June 2025 - Shaytura submitted a planning application to the City of Piqua. Q2 2024 - Shaytura announced plans to build a data center in Piqua. | No Major Development | 0 | Not Funded / Unconfirmed | Private | Shaytura LLC |  | Barge Design Solutions Inc
540208 | 540208 | 2026-04-22 15:31 | Related Digital – Cheyenne Business Parkway Data Center Campus – Wyoming | Related Digital – Cheyenne Business Parkway Data Center Campus – Wyoming | https://construction.globaldata.com/Projects/Overview/540208 | Execution | Parent | 1200 | 2024 Q3 | 2025 Q4 | 2030 Q4 | North America | United States | Wyoming | Cheyenne | Cheyenne Business Parkway |  | Commercial & Leisure | Data Center | Data Center |  |  | New | Onshore | Related Digital is undertaking the construction of a hyperscale AI data center in Cheyenne, Wyoming, the US. The project involves the construction of a data center campus with a consumption capacity of 302MW on 46.5ha of land. It includes the construction of data halls, meet-me rooms, server rooms, a substation, a parking facility and the installation of generators and uninterruptible power supply (UPS) units, cooling systems, and safety and security systems. The project is developing in phases. Phase I involves the construction of a 17,094m2 data center with a capacity of 88MW on 14.5ha of land. Clayco has been appointed as the contractor, Corgan as the architect, LANGAN as the civil and environmental engineering, AG&E as the structural engineer, and KW Mission Critical Engineering a subsidiary of WSP Global as the MEP engineer. Black Hills Energy will serve as the electric service provider for Phase I. The facility will be powered by Black Hills Energy. It also features an air-cooled technology cooling system, ensuring optimal performance and efficiency with maximum reliability. It is equipped with reliable uninterruptible power supply (UPS) units and generators for backup power systems. Phase I construction is expected to be completed in the fourth quarter of 2026. CoreWeave will be the first tenant. The facility is set to provide digital infrastructure solutions for AI and cloud hyperscale technology companies. The project will create 700 construction and 40 operational jobs. | 41.1421 | -104.7164 | The project involves the construction of a data center campus with a consumption capacity of 302MW on 46.5ha of land in Cheyenne, Wyoming, the US. The US$1,200 million project includes the following: 1. Construction of data halls 2. Construction of meet-me rooms 3. Construction of server rooms 4. Construction of a substation 5. Construction of a parking facility 6. Installation of generators and uninterruptible power supply (UPS) units 7. Installation of the cooling system 8. Installation of safety and security systems | Heating, ventilation and air conditioning (HVAC); Hyperscale Data Center |  |  | April 2026 - Construction works are underway. October 2025 - A groundbreaking ceremony was held marking the start of construction. Q3 2024 - Related Digital announced plans to build a data center in Cheyenne. | Project work on Schedule | 1 | Not Funded / Unconfirmed | Private | Related Digital | Clayco Inc | Corgan Associates Inc | AG&E Structural Engenuity;Black Hills Energy;Langan Engineering & Environmental Services Inc;WSP USA Inc
540130 | 540130 | 2026-04-22 15:28 | OpenAI/ Samsung Electronics/ SK Hynix – Pohang Data Center – Gyeongsangbuk-do | OpenAI/ Samsung Electronics/ SK Hynix – Pohang Data Center – Gyeongsangbuk-do | https://construction.globaldata.com/Projects/Overview/540130 | Planning | Parent | 60 | 2025 Q1 | 2027 Q2 | 2029 Q4 | Asia-Pacific | South Korea | Gyeongsangbuk-do | Pohang |  |  | Commercial & Leisure | Data Center | Data Center |  | Medium | New | Onshore | OpenAI, Samsung Electronics and SK Hynix Inc are planning to undertake the construction of an AI hyperscale data center in Pohang, North Gyeongsang Province, South Korea. The project involves the construction of two data centre buildings with a combined capacity of 20MW. It includes the construction of data halls, server rooms, meet-me rooms, an administrative space, and the installation of generators, cooling systems, and safety and security systems. In October 2025, OpenAI signed a Memorandum of Understanding with Samsung Electronics to develop an AI data center. Samsung will be supplying high-bandwidth memory (HBM) chips to the project. OpenAI is building an AI data center in South Korea as part of its global "Stargate" initiative to expand its AI infrastructure. | 36.0189 | 129.3429 | The project involves the construction of two data centre buildings with a combined capacity of 20MW in Pohang, North Gyeongsang Province, South Korea. The US$60 million project includes the following: 1. Construction of data halls 2. Construction of server rooms 3. Construction of meet-me rooms 4. Construction of an administrative space 5. Installation of generators 6. Installation of cooling systems 7. Installation of safety and security systems | Heating, ventilation and air conditioning (HVAC); Hyperscale Data Center |  |  | April 2026 - Planning activities are underway. October 2025 - Planning activities are underway. Q1 2025 - OpenAI and Samsung Electronics announced plans for the construction of a data center in Pohang. | No Major Development | 0 | Not Funded / Unconfirmed | Private | OpenAI LLC;Samsung Electronics Co Ltd;SK Hynix Inc
504733 | 504733 | 2026-04-22 15:07 | ForgeLight Ven – Lollie Road Data Center – Arkansas | ForgeLight Ven – Lollie Road Data Center – Arkansas | https://construction.globaldata.com/Projects/Overview/504733 | Planning | Parent | 1000 | 2025 Q1 | 2027 Q1 | 2028 Q4 | North America | United States | Arkansas | Conway | Lollie Road | 72034 | Commercial & Leisure | Data Center | Data Center |  | Low | New | Onshore | ForgeLight Ventures LLC ( ForgeLight Ven) is planning to construct a hyperscale data center that will be located along Lollie Road, close to Conway Municipal Airport in the city of Conway in Arkansas, the US. The project includes the construction of 27,870m2 data center. It includes the construction of data halls, server rooms, administrative space, distribution rooms, and parking facilities, and the installation of racks, cooling systems and safety and security systems. Conway Corporation to support the project by supplying treated effluent water from the Tupelo Bayou Wastewater Treatment Plant (Tupelo WTTP) for use as non-contact cooling water, wastewater discharge pipeline, sewer, fiber optic, 13.8kV medium voltage power capacity and other infrastructure. Conway Corporation would be providing 10 megawatts of capacity for the site, while Entergy would be covering the rest. It will create approximately 50 new jobs and secure a 65% tax abatement for 30 years. | 35.0261 | -92.5472 | The project includes the construction of 27,870m2 data center in Arkansas, the US. The US$1,000 million project includes the following: 1. Construction of data halls 2. Construction of server rooms 3. Construction of administrative space 4. Construction of distribution rooms 5. Construction of parking facilities 6. Installation of racks 7. Installation of cooling systems 8. Installation of safety and security systems | Heating, ventilation and air conditioning (HVAC); Hyperscale Data Center |  |  | April 2026 - The project is in early stages of development October 2025 - Planning activities are underway. April 2025 - The Conway City Council approved an understanding of agreement with Forgelight Ventures to allow the facility to be built in Conway March 2025 - ForgeLight Ven announced plans to construct a data center in Conway. | No Major Development | 0 | Not Funded / Unconfirmed | Private | ForgeLight Ventures LLC
377589 | 505797 | 2026-04-22 13:24 | AWS – Huechuraba Data Center – Santiago Metropolitan | AWS – Santiago Data Center Development Program – Santiago Metropolitan | https://construction.globaldata.com/Projects/Overview/377589 | Planning | Parent | 205 | 2022 Q2 | 2026 Q4 | 2027 Q4 | South and Central America | Chile | Santiago Metropolitan | Santiago |  |  | Commercial & Leisure | Data Center | Data Center |  | Medium | New | Onshore | Servicios Amazon Data Services Chile SpA, a special purpose vehicle of Amazon Web Services (AWS) plans to construct the Huechuraba Data Storage Center in Huechuraba, Santiago, Chile. The project involves the construction of a data storage center on a 10.9ha site area. It includes the construction of two buildings, data rooms, offices, electrical and mechanical rooms, material storage rooms, a refueling area for emergency generators, an emergency generator yard, a mechanical yard, a guardhouse, parking lots and access roads, and the development of green areas and the installation of fire control system, air conditioning and cooling systems, 412,000 liters of diesel fuel storage tanks and 23 emergency power generators and the laying of a high voltage line with 23 suspension towers. The project will be developed in three stages. Orbe Consultores Ambientales SpA is appointed as the environmental consultant. In January 2023, AWS submitted the Environmental Impact Statement (Declaración de Impacto Ambiental; DIA) to the Environmental Impact Assessment System (Sistema de Evaluación de Impacto Ambiental; SEIA). In July 2024, the project received environmental approval. In May 2025, SEA rejects complaints filed by Huechuraba residents seeking to stop the construction, claiming a negative impact on the health of residents. In April 2026, AWS received environmental court approval to proceed with its data center project in the Huechuraba district of Santiago, Chile, after an appeal seeking to block the development was dismissed. The court ruled that concerns about links to a nearby high-voltage transmission line did not constitute a single fragmented project requiring additional review. The project is a part of AWS 4,008 million program. | -33.4569 | -70.6483 | The project includes the construction of a data storage center on a 10.9ha site area in Huechuraba, Santiago, Chile. The US$205 million project includes the following: 1. Construction of a data storage center 2. Construction of two buildings 3. Construction of data rooms 4. Construction of offices 5. Construction of electrical and mechanical rooms 6. Construction of material storage rooms 7. Construction of a refueling area for emergency generators 8. Construction of an emergency generator yard 9. Construction of a mechanical yard 10. Construction of a guardhouse 11. Construction of parking lots 12. Construction of access roads 13. Development of green areas 14. Installation of fire control system 15. Installation of air conditioning and cooling systems 16. Installation of 412,000 liters of diesel fuel storage tanks 17. Installation of 23 emergency power generators 18. Laying of a high voltage line with 23 suspension towers | Emergency power/Backup power; Heating, ventilation and air conditioning (HVAC); Hyperscale Data Center; Sustainable Building | A data storage center is proposed for construction in Huechuraba, Santiago. The objective of the project is to provide storage services and management of technological data for users at the local level. |  | April 2026 - The project received environmental court approval to proceed with its data center project. June 2025 - Planning activities are underway. July 2024 - Project received the environmental approval. January 2024 - AWS awaiting environmental approvals from SEIA. August 2023 - AWS awaiting environmental approvals from SEIA. January 2023 - AWS submitted the DIA to SEIA. Q2 2022 - Servicios Amazon Data Services Chile SpA, a special purpose vehicle of Amazon Web Services (AWS) announced plan to construct the Huechuraba Data Storage Center in Huechuraba, Santiago, Chile. | Project work on Schedule | 1 | Not Funded / Unconfirmed | Private | Amazon Web Services Inc |  |  | Orbe Consultores Ambientales SPA
491164 | 491164 | 2026-04-22 13:14 | Azora – Tillion Aragón Data Center Campus – Aragon | Azora – Tillion Aragón Data Center Campus – Aragon | https://construction.globaldata.com/Projects/Overview/491164 | Planning | Parent | 2180 | 2024 Q2 | 2026 Q4 | 2031 Q4 | Europe | Spain | Aragon |  |  |  | Commercial & Leisure | Data Center | Data Center |  | Medium | New | Onshore | Tillion Data Centres, a subsidiary of Azora Gestion Inmobiliaria SL, is planning the construction of Tillion Aragón Data Center Campus in the municipality of Villamayor de Gállego, Zaragoza, Aragon, Spain. The project is planned in two phases over a period of seven years on 79.6ha of land. Phases One and Two involve the construction of a 150MW hyperscale data center each. The project also includes the construction of industrial buildings for racks to house the equipment, an indoor substation, roads and a parking area, lamination pond for rainwater collection, energy and air conditioning needs of the equipment, administrative buildings such as offices, changing rooms, break areas, meeting rooms, and training rooms, and the installation of outdoor electromechanical equipment, cooling equipment, data networks and fiber optic, water and sanitation systems and laying of transmission lines Máquina Solar SL, a company of Azora Gestion Inmobiliaria, is responsible for the planning. The project will create 1,142 and 254 jobs during construction and operation in combined phases, respectively. The regional economy will be increased by US$5,999 million (EUR5,500 million) and US$9,817 million (EUR9,000 million) in subsequent phases. | 41.6626 | -0.80221 | The project involves the construction of Tillion Aragón Data Center Campus in the municipality of Villamayor de Gállego, Zaragoza, Aragon, Spain. The US$2,180 million project includes the following: 1. Construction of a 150MW hyperscale data center in phase I on a 79.6ha area 2. Construction of a 150MW hyperscale data center in phase II 3. Construction of industrial buildings for racks to house the equipment 4. Construction of an indoor substation 5. Construction of roads and a parking area 6. Construction of a lamination pond for rainwater collection 7. Construction of administrative buildings 8. Construction of offices with changing rooms, break areas, meeting rooms, and training rooms 9. Installation of outdoor electromechanical equipment 10. Installation of cooling equipment, data networks, and fiber optic, water, and sanitation systems 11. Laying of transmission lines | Green data center; Hyperscale Data Center |  | https://tilliondc.com | April 2026 - Administrative procedures are underway. February 2026 - Administrative procedures are underway. April 2025 - Administrative procedures are underway. Q4 2024 - Red Eléctrica approved electricity connection for phase I. June 03, 2024 - Azora announced plans to build a Data Processing Center in Villamayor de Gállego. | Project work on Schedule | 1 | Not Funded / Unconfirmed | Private | Azora Gestion Inmobiliaria SL |  |  | Maquina Solar Sl
505797 | 505797 | 2026-04-22 13:07 | AWS – Santiago Data Center Development Program – Santiago Metropolitan | AWS – Santiago Data Center Development Program – Santiago Metropolitan | https://construction.globaldata.com/Projects/Overview/505797 | Planning | Program | 4008 | 2025 Q1 | 2026 Q4 | 2028 Q4 | South and Central America | Chile | Santiago Metropolitan |  |  |  | Commercial & Leisure | Data Center | Data Center |  | Medium | New | Onshore | Amazon Web Services (AWS) is undertaking the Santiago Data Center Program in Chile. The program involves the construction of three data centers, racks and related infrastructure. The program will also create 7,000 permanent jobs. The program will be the first in Chile and the third in Latin America. In April 2026, AWS received environmental court approval to proceed with its US$205 million data center project in the Huechuraba district of Santiago, Chile, after an appeal seeking to block the development was dismissed. The court ruled that concerns about links to a nearby high-voltage transmission line did not constitute a single fragmented project requiring additional review. | -33.4464 | -70.6863 | The program involves the construction of data centers in the province of Santiago, Chile. The US$4,008 million program includes the following: 1. Construction of three data centers 2. Construction of racks 3. Construction of related infrastructure | Heating, ventilation and air conditioning (HVAC) |  |  | April 2026 - The project received environmental court approval to proceed with its data center project in Huechuraba. January 2025 - Amazon Web Services (AWS) announced plans to build the Santiago Data Center Program in Chile. | Project work on Schedule | 1 | Not Funded / Unconfirmed | Private | Amazon Web Services Inc
410885 | 410885 | 2026-04-22 12:57 | Kio Networks – El Marques QRO3 Data Center – Queretaro | Kio Networks – El Marques QRO3 Data Center – Queretaro | https://construction.globaldata.com/Projects/Overview/410885 | Construction Complete | Parent | 400 | 2023 Q1 | 2024 Q1 | 2025 Q4 | South and Central America | Mexico | Queretaro |  | El Marqués Industrial Park | 76113 | Commercial & Leisure | Data Center | Data Center |  |  | Expansion | Onshore | KIO Networks was building a data center at El Marquez Industrial Park in the Municipality of El Marqués, Queretaro, Mexico. The project involved the construction of a data center on a ​​7,000m2 floor area with a 30MW consumption capacity, administrative buildings, electrical substations, server control buildings, electric distribution areas, parking spaces, and warehouses, and the installation of power generators and cooling equipment. | 20.6451 | -100.2422 | The project involved the expansion of a data center on a 7,000m2 floor area with a 30MW consumption capacity at El Marques Industrial Park in Queretaro, Mexico. The US$400 million project includes the following: 1. Construction of a data center 2. Construction of administrative buildings 3. Construction of electrical substations 4. Construction of server control buildings 5. Construction of electric distribution areas 6. Construction of parking spaces 7. Construction of warehouses 8. Installation of power generators 9. Installation of cooling equipment. |  | A data center is planned to be developed in the Municipality of El Marqués, Queretaro The data center will be the largest in terms of size and capacity in all of Latin America, and will support the Mexican market. It will create 250 direct jobs and 1,500 indirect jobs. The project is in addition to the investments that KIO Networks (KIO) recently announced for a second Data Center, KIO QRO2 and the one made in 2022 to strengthen and expand its data centers. These three complexes will be strategically located in the municipality of El Marqués, in order to interconnect and concentrate a unified ecosystem in a Mega Data Center Campus where the main telecommunications providers, cloud hyper scalers and IT service providers coexist. |  | December 2025 - The project is completed. May 2025 - Construction activities are underway. August 2024 - The project is in execution. March 2024 - Construction work is going on. June 2023 - The project is in the early stage of development. February 26, 2023 - KIO Networks announced plans to build El Marques QRO3 data center in Queretaro, Mexico. | Construction Completed | 5 | Not Funded / Unconfirmed | Private | Kio Networks S.A. de C.V.
491961 | 491164 | 2026-04-22 11:45 | Azora – Tillion Aragón Data Center Campus: Phase I – Aragon | Azora – Tillion Aragón Data Center Campus – Aragon | https://construction.globaldata.com/Projects/Overview/491961 | Planning | Sub | 1081 | 2024 Q2 | 2026 Q4 | 2028 Q4 | Europe | Spain | Aragon |  |  |  | Commercial & Leisure | Data Center | Data Center |  | Medium | New | Onshore | Tillion Data Centres a subsidiary of Azora Gestion Inmobiliaria SL, is planning the construction of the Tillion Aragón data processing center in the municipality of Villamayor de Gállego, Zaragoza, Aragon, Spain. The project involves the construction of a 150MW hyperscale data center. The project also includes the construction of industrial buildings for racks to house the equipment, an indoor substation, roads and a parking area, lamination pond for rainwater collection, energy and air conditioning needs of the equipment, administrative buildings such as offices, changing rooms, break areas, meeting rooms, and training rooms, and the installation of outdoor electromechanical equipment, cooling equipment, data networks and fiber optic, water and sanitation systems and laying of transmission lines Máquina Solar SL, a company of Azora Gestion Inmobiliaria is responsible for the planning. The project will create 736 jobs and 154 jobs during the construction and operational phases. | 41.6626 | -0.80221 | The project involves the construction of the Tillion Aragón data processing center in the municipality of Villamayor de Gállego, Zaragoza, Aragon, Spain. The US$1,081 million project includes the following: 1. Construction of a 150MW hyperscale data center 2. Construction of industrial buildings for racks to house the equipment 3. Construction of an indoor substation 4. Construction of roads and a parking area 5. Construction of a lamination pond for rainwater collection 6. Construction of administrative buildings 7. Construction of offices with changing rooms, break areas, meeting rooms, and training rooms 8. Installation of outdoor electromechanical equipment 9. Installation of cooling equipment, data networks and fiber optic, water and sanitation systems 10. Laying of transmission lines | Green data center; Hyperscale Data Center |  | https://tilliondc.com | April 2026 - Administrative procedures are underway. February 2026 - Administrative procedures are underway. April 2025 - Administrative procedures are underway. November 2024 - Red Eléctrica approved electricity connection. June 2024 - Azora announced plans to build a Data Processing Center in Villamayor de Gállego. | Project work on Schedule | 1 | Not Funded / Unconfirmed | Private | Azora Gestion Inmobiliaria SL |  |  | Maquina Solar Sl
491962 | 491164 | 2026-04-22 11:41 | Azora – Tillion Aragón Data Center Campus: Phase II – Aragon | Azora – Tillion Aragón Data Center Campus – Aragon | https://construction.globaldata.com/Projects/Overview/491962 | Planning | Sub | 981 | 2024 Q2 | 2028 Q1 | 2031 Q4 | Europe | Spain | Aragon |  |  |  | Commercial & Leisure | Data Center | Data Center |  | Medium | New | Onshore | Tillion Data Centres, a subsidiary of Azora Gestion Inmobiliaria SL, is planning the construction of the Tillion Aragón data processing center in the municipality of Villamayor de Gállego, Zaragoza, Aragon, Spain. The project involves the construction of a 150MW hyperscale data center. The project also includes the construction of industrial buildings for racks to house the equipment, an indoor substation, roads and a parking area, lamination pond for rainwater collection, energy and air conditioning needs of the equipment, administrative buildings such as offices, changing rooms, break areas, meeting rooms, and training rooms, and the installation of outdoor electromechanical equipment, cooling equipment, data networks and fiber optic, water and sanitation systems and laying of transmission lines Máquina Solar SL, a company of Azora Gestion Inmobiliaria is responsible for the planning. The project will create 406 and 100 jobs during the construction and operation phases, respectively. | 41.6626 | -0.80221 | The project involves the construction of the Tillion Aragón data processing center in the municipality of Villamayor de Gállego, Zaragoza, Aragon, Spain. The US$981 million project includes the following: 1. Construction of a 150MW hyperscale data center 3. Construction of industrial buildings for racks to house the equipment 4. Construction of an indoor substation 5. Construction of roads and a parking area 6. Construction of a lamination pond for rainwater collection 7. Construction of administrative buildings 8. Construction of offices with changing rooms, break areas, meeting rooms, and training rooms 9. Installation of outdoor electromechanical equipment 10. Installation of cooling equipment, data networks, and fiber optic, water, and sanitation systems 11. Laying of transmission lines | Green data center; Hyperscale Data Center |  | www.tilliondc.com | April 2026 - Administrative procedures are underway. February 2026 - Administrative procedures are underway. April 2025 - Administrative procedures are underway. June 2024 - Azora Gestion Inmobiliaria SL announced plans to build the Tillion Aragón data processing center in the municipality of Villamayor de Gállego. | Project work on Schedule | 1 | Not Funded / Unconfirmed | Private | Azora Gestion Inmobiliaria SL |  |  | Maquina Solar Sl
132155 | 132155 | 2026-04-22 11:40 | NA Dulles RE Inv/ Norton Scott/ TRITEC RE – Kincora Mixed-Use Community – Virginia | NA Dulles RE Inv/ Norton Scott/ TRITEC RE – Kincora Mixed-Use Community – Virginia | https://construction.globaldata.com/Projects/Overview/132155 | Execution | Parent | 2000 | 2007 Q3 | 2016 Q4 | 2035 Q4 | North America | United States | Virginia | Sterling | interchange of Route 7 and Route 28 | 20166 | Residential Buildings | Multi-Family Housing | Low-Rise Apartment Blocks | Data Center; Hotels; Other Leisure; Office Buildings; Park & Playgrounds; Other Retail Buildings; Fire Stations; Museums; Condominiums; Low-Rise Apartment Blocks |  | New | Onshore | NA Dulles Real Estate Investors LLC (NADREIL), a partnership between TRITEC Real Estate Co Inc. and Norton Scott LLC, is constructing a mixed-use development in Virginia, the US. The project involves the construction of a 622,450m2 mixed-use development on a 171.5ha area. It includes the construction of 2,400 residential units comprising 704 apartments, 700 condominium units, a 371,612m2 office facility, a 46,451m2 retail facility, 570 hotel rooms, a 5,202m2 two-story entertainment venue, a 1,624m2 fire station, a health club, two museums comprising the 6,503m2 new Northern Virginia Science Center, a 120,773m2 data center facility and the development of a park on a 66.77ha area, and the installation of elevators, safety and security systems. The data center is being constructed in phases. The first phase include construction of a 60,386m2 two-storey facility with the capacity of 45MW and with a 11,148m2 data hall and 4,645m2 office space on 16 ha of land. It is equipped with eight generators, eight UPS containers, 20 CRAHs, 48 PDUs, and eight air-cooled chillers. Corgan has been appointed as the architect, and DPR as the contractor for the data center. The Northern Virginia Science Center project is a public-private partnership between the Commonwealth of Virginia, Science Museum of Virginia, Loudoun County, Kincora and Northern Virginia Science Center Foundation. Balfour Beatty has been appointed as the design-build contractor along with partners, HGA and Roto Group, LLC and other include CPL Architects, Jaffe Holden, Mueller Associates. Initially the project plans included a 5,500-seat baseball stadium, however in late 2012, the project plans were cancelled and relocated the stadium from the planned Kincora Village Center to One Loudoun. Heronview Apartments includes the construction of an 11,148m2, four-story apartment building with a total of 96 units. The Windy Hill Foundation and Flatiron Partners are the developers, KBS is the general contractor, and Capital One will finance the project. The Jameson complex includes the construction of a 333-unit complex. Davis Carter Scott will serve as the architect, and CBG Building Co. as the contractor. Lennar Homes will construct 186 condominium units. CMSS Architects has been appointed as the design contractor, H&A Architects & Engineers as the design & engineering consultant, Colliers International as a leasing consultant, Turner Construction as a contractor, and the design-build team includes Polleo Group, LeMay Erickson Willcox Architects, Urban Ltd, Haynes Whaley Associates, and KTA Group., Greenway Engineering as a Consultant Engineer. For the data center, KTA Group was appointed as the MEP consultant. In 2019, construction works on Heronview Apartments were completed and in 2020, construction works were completed on Lennar Homes. In January 2025, construction works on the Jameson Complex were completed. Construction works were completed on two-level condos from DRB Homes, a Wawa convenience store, Cyrus One's data center, and nature trails. In late February 2025, construction works commenced on the Northern Virginia Science Center and scheduled to complete in 2027. In July 2025, Construction works commenced on Pinstack, a two-story entertainment venue with a restaurant. The 5,202m2 entertainment venue will include a full-service modern American restaurant, a bar, bowling lanes, an arcade, bumper cars, rock climbing, and private event space. ARCO Construction has been appointed as the contractor for Pinstack and is expected to be completed by 2026. The entire project is expected to complete by 2035. | 39.0426 | -77.4324 | The project involves the construction of a 622,450m2 mixed-use development comprising 2,400 residential units on a 171.5ha area at 45308 Kincora Drive in Sterling, Loudoun County, Virginia, the US. The US$2,000 million project includes the following: 1. Construction of a 371,612m2 office facility 2. Construction of a 46,451m2 retail facility 3. Construction of 570 hotel rooms 4. Construction of a 5,202m2 two-story entertainment venue 5. Construction of 704 apartments 6. Construction of 700 condominium units 7. Construction of a 1,624m2 fire station 8. Construction of two museums 9. Construction of a 120,773m2 data center facility 10. Construction of a health club 11. Construction of parking and related facilities 12. Development of a park on 66.77ha of land 13. Installation of elevators and safety and security systems | Colocation Data Center; Mixed-Use; Potential E&E | A major mixed-use community is being developed at 45308 Kincora Drive in Sterling. The project proposal was earlier turned down by the county supervisors in November 2007. A revised rezoning proposal, incorporating a baseball stadium into the scope was approved by the county in July 2010. | www.kincora.com | April 2026 - Construction activities are underway. November 2025 - Construction activities are underway. July 2025 - Construction commenced on PINSTACK. February 2025 - Construction works commenced on the Northern Virginia Science Center. July 2024 - Construction activities are underway. August 2023 - Construction works are underway. August 2022 - Construction activities are underway. August 2021 - Construction activities are underway. October 2020 - SCV and CSC issued RFPs for the regional science center. March 2020 - Construction activities are underway. July 2019 - Construction activities on the data center, Jameson and Lennar Homes are underway. May 09, 2019 - Construction activities on Heronview Apartments were completed. April 2019 - Construction activities on data center, Heronview, Jameson and condominiums are underway. Q2 2018 - Construction activities on data center, Heronview and condominiums are underway Q4 2017 - Construction works on the data center facility and Heronview Apartments are underway. September 2017 - Construction activities were commenced on the Heronview Apartments. Q3 2017 - Construction works on the data center facility are underway. April 2017 - Topping out ceremony held for the data center facility. December 2016 - A groundbreaking ceremony was held on the data center facility. Q4 2016 - Design activities are underway. June 2016 - Tritec sold a 16ha portion of the site to data center operator CyrusOne April 2011 - The Loudoun County Board of Supervisors approved the contract for a fire station. July 2010 - NADREIL secured approvals from Loudoun County Council. Q3 2007 - NADREIL announced plans to develop the Kincora Village Center project. | Project work on Schedule | 1 | Not Funded / Unconfirmed | Private | NA Dulles Real Estate Investors LLC;Norton Scott LLC;TRITEC Real Estate Company Inc | ARCO Construction Company Inc;Balfour Beatty Plc;CBG Building Company LLC;DPR Construction Inc;KBS Inc;Lennar Homes LLC;Turner Construction Co | CMSS Architects PC;Corgan Associates Inc;CPL Architecture Engineering and Planning;Davis Carter Scott Ltd;Fentress Architects;Gallagher & Associates Inc;H&A Architects & Engineers;Hammel, Green and Abrahamson Inc;Lemay Erickson Willcox Architects PC;Polleo Group;ROTO GROUP, LLC;Urban Ltd | Greenway Engineering Inc;Haynes Whaley Associates Inc;Jaffe Holden Acoustics Inc;KTA Group;Mark G. Anderson Consultants Inc;Mueller Associates Inc;Norton Scott LLC;TRITEC Real Estate Company Inc
442738 | 442738 | 2026-04-22 11:23 | Greystoke Land/ Humber Tech – Humber Technology Park – Lincolnshire | Greystoke Land/ Humber Tech – Humber Technology Park – Lincolnshire | https://construction.globaldata.com/Projects/Overview/442738 | Planning | Parent | 3811 | 2023 Q1 | 2028 Q3 | 2031 Q4 | Europe | United Kingdom | Lincolnshire |  | A160 Carriageway & Habrough Road, South Killingholme | DN40 3BA | Commercial & Leisure | Data Center | Data Center |  | Low | New | Onshore | Humber Tech Park Ltd, an affiliate of Greystoke Land (GL), is planning to construct a hyperscale data center at South Killingholme, Lincolnshire, the UK. The site is located south of the A160 and north of the A180, to the west of South Killingholme and Immingham and is close to the South Humber Bank port. The project involves the construction of a 309,000m2 data center campus comprising three buildings with IT power capacity of 384MW on 80.9ha of land. It includes the construction of an electricity substation, server rooms, offices, car parking and security fencing, an administrative space, a 27,870m2 horticultural glass house which will use waste heat from the data center to grow local food, parking facilities, installation of generators, storage systems, and safety and security systems. The facility is committed to operating on renewable energy and draws power from the utility grid. It will also feature a liquid cooling system equipped with air handling units (AHUs), chilled water (CHW) pumps and chillers. Pegasus Planning Group Ltd has been appointed as a planning and design consultant, MHP Design Ltd as the design consultant, MDE Installations as an electrical sub-contractor, David Tucker Associates as a consultant and Future Tech as the architect and consulting engineer for the project. The construction phase of the project will generate 3,500 temporary jobs. It is being designed to meet the BREEAM ‘very good standard’ certification guidelines. The construction works are scheduled to commence in July 2028 and are to be completed in October 2031. | 53.6208 | -0.27115 | The project involves the construction of a 309,000m2 data center campus comprising three buildings with a total IT power capacity of 384MW on 80.9ha of land at South Killingholme, Lincolnshire, the UK. The US$3,811 million project includes the following: 1. Construction of an electricity substation 2. Construction of server rooms 3. Construction of meeting rooms 4. Construction of an administrative space 5. Construction of a 27,870m2 horticultural glasshouse 6. Construction of parking facilities and security fencing 7. Installation of storage systems 8. Installation of generators 9. Installation of safety and security systems | BREEAM; Fencing; Glass Cladding; Green data center; Heating, ventilation and air conditioning (HVAC); Hyperscale Data Center |  | https://www.humbertechpark.com/ | April 2026 - Planning activities are underway. October 2025 - Humber Tech is in the process of submitting a reserved matter application covering design, landscaping, and drainage. March 2025 - Planning activities are underway. August 2024 - The project received outline planning approvals from the North Lincolnshire Council. May 2024 - An outline planning application was submitted to the North Lincolnshire Council. March 2024 - A preliminary environmental impact assessment (EIA) screening request has been filed with the North Lincolnshire Council. Q1 2023 - Greystoke Land announced plans to build a data center in North Lincolnshire. | No Major Development | 0 | Not Funded / Unconfirmed | Private | Greystoke Land;Humber Tech Park Ltd |  | Future-Tech SCI Limited;MHP Design Ltd | David Tucker Associates;Future-Tech SCI Limited;National Highways Ltd;Pegasus Planning Group Ltd
325861 | 325861 | 2026-04-22 11:02 | GreenScale DC – Foyle Port Data Center Campus – City of Derry | GreenScale DC – Foyle Port Data Center Campus – City of Derry | https://construction.globaldata.com/Projects/Overview/325861 | Execution | Parent | 375 | 2019 Q1 | 2025 Q3 | 2029 Q3 | Europe | United Kingdom | City of Derry | Derry | Maydown Road, Foyle Port, Londonderry | BT47 6UJ | Commercial & Leisure | Data Center | Data Center |  |  | New | Onshore | GreenScale Data Centres Ltd is undertaking the construction of a colocation data center campus within Foyle Port Innovation Park, City of Derry, the UK. The project is also known as "RRY10 Campus". The campus is built to support an initial 88 MW IT load, with infrastructure capable of expanding to more than 100 MW. The project involves the construction of a 93,000m2 100MW data center campus comprising four, four-story data center buildings across 12ha of land. It includes the construction of hi-tech office accommodation, substation compounds, generators, switchgear room, control room, transformers, internal access roads, and parking facilities; and installation of safety and security systems, perimeter fencing, gatehouses, and external site lighting. The project has been designed to achieve a minimum of LEED V5 Silver certification. The project is committed to operating on 100% renewable energy and backed by automatic standby generators, with a rooftop photovoltaic array. The resilient and redundant cooling system designed to a concurrent maintainable standard of at least N+1 resilient. The data center targets to achieve the power usage effectiveness (PUE) of 1.2 or lower. Nicholas Webb Architects has been appointed as an architect, MCI Planning & Development Ltd as a planning consultant, K2 Design Ltd as the consulting and civil engineer, and TSL Projects Ltd as a main contractor. Ethos Engineering Ltd will be providing design management, MEP, ICT, security, embodied carbon, LEED Energy & LEED Certification services. In June 2019, an outline planning application was submitted to Derry City and Strabane District Council (DC&SDC); and secured conditional approvals in June 2020. In September 2022, a detailed planning application was submitted to DC&SDC in order to proceed with site clearance works. In October 2024, AHP received full planning approvals from the Derry City and Strabane District Council and Digital Transformation Capital Partners (DTCP) was appointed as the investor. In November 2024, DTCP launched a new data-center platform, GreenScale, with the acquisition of Atlantic Hub Property Ltd (AHP). Construction work on the first building RRY11 commenced in August 2025 is scheduled to be completed in 2026. | 55.0314 | -7.2652 | The project involves the construction of a 93,000m2 100MW data center campus comprising four, four-story data center buildings across 12ha of land in Foyle Port, City of Derry, the UK. The US$375 million project includes the following: 1. Construction of hi-tech office accommodation 2. Construction of substation compounds 3. Construction of generators 4. Construction of switchgear room 5. Construction of control room 6. Construction of transformers 7. Construction of internal access roads 8. Construction of parking facilities 9. Construction of perimeter fencing and gatehouses 10. Construction of external site lighting 11. Construction of related infrastructure 12. Installation of safety and security systems | Colocation Data Center; Green data center; Heating, ventilation and air conditioning (HVAC); LEED | A new data center is being planned on lands East and West of Maydown Road at the Foyle Port Innovation Park in Derry. It will be situated at 150m North and North-West of No. 23 Maydown Road. The project aims at connecting Northern Ireland to America via the Hibernia North submarine cable system and opens the opportunity for fast international data connectivity that is required for major data centers development. It will create 100 permanent jobs. |  | April 2026 - Construction works are underway. October 2025 - Construction works are underway. August 07, 2025 - Construction works commenced on the first phase. February 2025 - Design activities are underway. October 2024 - AHP received full planning approvals from the Derry City and Strabane District Council. April 2024 - AHP is waiting for final planning approval. December 2022 - AHP is waiting for final planning approval. November 2022 - AHP is waiting for final planning approval. September 2022 - Detailed planning application submitted with the Derry and Strabane District Council. January 2022 - Minor work commenced. September 2020 - Planning activities are underway. June 17, 2020 - The project secured outline planning approvals from Derry City and Strabane District Council. June 2019 - An outline planning application was submitted to the Derry City and Strabane District Council. Q1 2019 - AHP announced the project plans. | Project work on Schedule | 1 | Partially Funded | Private | GreenScale Data Centres Ltd | TSL Projects Ltd | Ethos Engineering Ltd;Nicholas Webb Architects | Ethos Engineering Ltd;K2 Design Ltd;MCI Planning and Development Ltd
423614 | 423614 | 2026-04-22 10:31 | ACS – Corredor del Henares Data Center – Madrid | ACS – Corredor del Henares Data Center – Madrid | https://construction.globaldata.com/Projects/Overview/423614 | Construction Complete | Parent | 109 | 2023 Q4 | 2025 Q1 | 2026 Q2 | Europe | Spain | Madrid | Alcala de Henares | in the El Encín Industrial Estate area, Alcalá de Henares |  | Commercial & Leisure | Data Center | Data Center |  |  | New | Onshore | Actividades de Construccion y Servicios SA (ACS Grupo) has undertaken the construction of the Corredor del Henares Data Center in Alcalá de Henares, Madrid, Spain. The project involves the construction of a data center complex with a consumption capacity of 50MW on a 6.7ha area, server rooms, technical rooms, and an administrative facility, and the installation of heating, cooling, and other relevant equipment. Iridium Concesiones de Infraestructuras SA, a subsidiary of ACS, has acquired the land from Arcano Partners. Arcano Partners has been appointed as the management and urban processing consultant. Eversheds Sutherland (International) LLP has been appointed as the legal advisor. The land acquisition operation has been advised by Colliers Real Estate SL. Dragados SA, a company of Actividades de Construccion y Servicios SA, has been appointed as the design, construction, and management contractor. | 40.4821 | -3.36 | The project involves the construction of the Corredor del Henares Data Center in Alcalá de Henares, Madrid, Spain. The US$109 million project includes the following: 1. Construction of a data center complex with a consumption capacity of 50MW on a 6.7ha area 2. Construction of server rooms 3. Construction of technical rooms 4. Construction of an administrative facility 5. Installation of heating, cooling, and relevant equipment | Heating, ventilation and air conditioning (HVAC); Hyperscale Data Center | The Corredor del Henares Data Center was built at the El Encín Industrial Estate area in Alcalá de Henares (next to the A-2 highway), Madrid. The project location is ideal for data centers, cloud computing or hyperscale companies in the region. |  | April 2026 - Construction works were completed. February 2026 - Construction works are underway. March 2025 - Construction works are underway. February 2025 - Construction works commenced. December 2024 - Administrative procedures are underway. August 2024 - Administrative procedures are underway. November 2023 - ACS group announced plans to build the Corredor del Henares Data Center in Madrid. | Construction Completed | 5 | Not Funded / Unconfirmed | Private | Actividades de Construccion y Servicios SA | Actividades de Construccion y Servicios SA;Dragados SA | Actividades de Construccion y Servicios SA | Arcano Partners;Colliers Real Estate SL;Iridium Concesiones de Infraestructuras SA
540585 | 540585 | 2026-04-22 10:20 | Koramco Reits – Koramco Busan Jangnim Data Center – Busan | Koramco Reits – Koramco Busan Jangnim Data Center – Busan | https://construction.globaldata.com/Projects/Overview/540585 | Planning | Parent | 418 | 2025 Q1 | 2027 Q1 | 2029 Q4 | Asia-Pacific | South Korea | Busan | Busan | Jangnim-dong, Saha-gu |  | Commercial & Leisure | Data Center | Data Center |  | Medium | New | Onshore | Koramco Asset Management is planning to undertake the construction of a colocation data center in Jangnim-dong, Saha-gu, Busan, South Korea. The project involves the construction of a 46,877m2 data center with a consumption capacity of 40MW, with four underground levels and seven above-ground levels on 1.03ha of land. It involves the construction of data halls, server rooms, meet-me rooms, and an administrative space, and the installation of generators, cooling systems, and safety and security systems. GS Engineering & Construction has been appointed as a contractor, and LG Uplus will be in charge of the facility consignment operation. The Korea Electric Power Corporation will provide the power for the facility. The facility draws power through the utility grid. | 35.0758 | 128.9685 | The project involves the construction of a 46,877m2 data center with a consumption capacity of 40MW, with four underground levels and seven above-ground levels on 1.03ha of land in Busan, South Korea. The US$418 million project includes the following: 1. Construction of data halls 2. Construction of server rooms 3. Construction of meet-me rooms 4. Construction of an administrative space 5. Installation of generators 6. Installation of cooling systems 7. Installation of safety and security systems | Colocation Data Center; Heating, ventilation and air conditioning (HVAC) |  |  | April 2026 - Planning activities are underway. October 2025 - Planning activities are underway. Q1 2025 - Koramco announced plans for the construtcion of a data center in Busan. | No Major Development | 0 | Not Funded / Unconfirmed | Private | Koramco Life Infra REIT Co Ltd | GS Engineering & Construction Corp
116057 | 116057 | 2026-04-22 10:12 | MoICRT – Innopolis City – Tatarstan | MoICRT – Innopolis City – Tatarstan | https://construction.globaldata.com/Projects/Overview/116057 | Execution | Parent | 3650 | 2010 Q4 | 2013 Q3 | 2027 Q4 | Europe | Russia | Tatarstan | Kazan | Universitetskaya St, Innopolis | 422594 | Commercial & Leisure | Office Buildings | Office Buildings | Data Center; Shopping Centres & Retail Malls; Colleges & Universities; Hospitals; Low-Rise Apartment Blocks; Low-Rise Apartment Blocks |  | New | Onshore | The Ministry of Information and Communication of the Republic of Tatarstan (MoICRT) is undertaking the development of the Innopolis city project in Kazan, Tatarstan, Russia. The project involves the construction of the Innopolis city project on 1,200ha of land, IT parks, office buildings, a database center, a university specializing in information technology, schools and kindergartens, a cultural and leisure center, hospitals, shopping centers, restaurants, apartment buildings, townhouses, cottages and social and medical infrastructure. The project is being implemented in two phases. The first phase involves the construction of a technopark on a 400,000m2 area, apartment buildings, trade and business centers on a 150,000m2 area, an IT university on an 80,000m2 area, and social and medical infrastructure on a 300,000m2 area, residential complexes, and other related infrastructure facilities. Arkhitekturnoye Byuro AB 1 has been appointed as the architect, AK Bars Stroi, a subsidiary of AK Bars Holding Company, as the general contractor for a residential complex, Morrow as a master planner and PSO Kazan as the general contractor for the construction of industrial parks, landscaping and recreational areas, roads, interchanges, pedestrian underpasses, land development, networking, communications, medical center, kindergarten, school, fire station. MoICRT signed an agreement on the participation of RSP Architects & Engineers PTE Ltd to develop a master plan for Innopolis City. The project is expected to be funded by the Central Bank of the Russian Federation. The major construction activities on the first phase were completed. | 55.751 | 48.747 | The project involves the construction of the Innopolis city project on 1,200ha of land in Kazan, Tatarstan, Russia.. The US$3,650 million project includes the following: 1. Construction of IT Park 2. Construction of office buildings 3. Construction of a database center 4. Construction of a university specializing in information technology 5. Construction of schools and kindergartens 6. Construction of a cultural and leisure center 7. Construction of hospitals 8. Construction of shopping centers 9. Construction of restaurants 10. Construction of apartment buildings 11. Construction of townhouses 12. Construction of cottages 13. Construction of social and medical infrastructure | Heating, ventilation and air conditioning (HVAC); Planned city; Potential E&E; PPP | The purpose of the project is to concentrate and create the entire infrastructure necessary to ensure the development of information technology in the region. The main aim is to create opportunities for economic growth through the development of high technology, improving the welfare of the nation. It will create 2,000 jobs. | innopolis.com/en/ | April 2026 - Construction activities are underway on other stages. September 2025 - Construction activities are underway on other stages. May 2024 - Construction activities were completed on one of the stages. September 2023 - Construction activities are underway. February 2023 - Construction activities are underway. September 2022 - Construction activities are underway. May 2022 - Construction activities are underway. October 2021 - Construction activities are underway. June 2021 - Construction activities were commenced on the residential microdistrict U-1. November 2020 - Construction activities are underway. July 2020 - Construction activities are underway. February 2020 - Construction activities are underway. May 2019 - Construction activities are underway. February 2019 - Construction activities are underway. June 2018 - Still construction activities are ongoing. Q2 2017 - Construction activities are underway. Q3 2016 - Construction activities underway. Q1 2016 - Construction activities underway. Q4 2015 - Construction activities on the second phase along with related infrastructure facilities are underway. Q2 2015 - The official opening of the Innopolis for public. March 2015 - Construction activities are underway. Q4 2014 - Construction activities underway. Q2 2014 - Construction activities underway. September 2013 - Construction activities commenced on the first phase. June 27, 2013 - Memorandum signed for establishing the project. March 2013 - PSO Kazan and Kamgesenergostroy were selected as general contractor. Q2 2012 - Groundbreaking ceremony to start the construction. March 2012 - Master plan development is underway. June 2011 - Planning activities are underway. Q4 2010 - MoICRT announced a plan to develop the Innopolis city project in Tatarstan, Russia. | Project work on Schedule | 1 | Not Funded / Unconfirmed | Public/Private | Ministry of Information and Communication, Tatarstan, Russia | Ak Bars Holding Company;Kamgesenergostroy AO;PSO Kazan LLC | Arkhitekturnoye Byuro AB 1;RSP Architects Planners & Engineers (Pte) Ltd | Morrow Group;RSP Architects Planners & Engineers (Pte) Ltd
564004 | 564004 | 2026-04-22 09:20 | Tract – Morris Technology Park – Illinois | Tract – Morris Technology Park – Illinois | https://construction.globaldata.com/Projects/Overview/564004 | Planning | Parent | 3000 | 2025 Q4 | 2027 Q2 | 2032 Q4 | North America | United States | Illinois |  | off I-80 and Highway 6 in Morris |  | Commercial & Leisure | Data Center | Data Center |  | Medium | New | Onshore | Tract is planning to construct a hyperscale data center campus located off I-80 and Highway 6 in Morris, Illinois, the US. The project involves the construction of a 269,418m2 data center campus with a consumption capacity of 1,000MW on 139ha of land. It includes the construction of data halls with racks, meeting rooms, office space, storage facilities and parking facilities, and the installation of power and cooling systems, safety and security systems. The facility draws power from the utility grid operated by Commonwealth Edison Company (ComEd). Construction works are scheduled to be completed by 2032. | 41.5786 | -87.5533 | The project involves the construction of a 269,418m2 data center campus with a consumption capacity of 1,000MW on 139ha of land along the rapidly expanding I-80 corridor southwest of Chicago in Morris, Illinois, the US. The US$3,000 million project includes the following: 1. Construction of data halls with racks 2. Construction of meeting rooms 3. Construction of office space 4. Construction of storage facilities 5. Construction of parking facilities 6. Installation of power and cooling systems 7. Installation of safety and security systems | Heating, ventilation and air conditioning (HVAC); Hyperscale Data Center |  | https://www.tract.com/project/morris-technology-park/ | April 2026 - The Federal Energy Regulatory Commission (FERC) has approved a Transmission Security Agreement (TSA) between Commonwealth Edison Company (ComEd) and Tract. January 2026 - Tract completed the acquisition of a land parcel. Q4 2025 - Tract announced plans to build a data center campus in Morris, Illinois. | No Major Development | 0 | Not Funded / Unconfirmed | Private | Tract
416795 | 416795 | 2026-04-22 09:16 | SDAIA – Data Center II in Riyadh – Ar Riyad | SDAIA – Data Center II in Riyadh – Ar Riyad | https://construction.globaldata.com/Projects/Overview/416795 | Execution | Parent | 62 | 2020 Q1 | 2022 Q1 | 2026 Q4 | Middle East and Africa | Saudi Arabia | Ar Riyad | Riyadh |  |  | Commercial & Leisure | Data Center | Data Center |  |  | New | Onshore | Saudi Authority for Data & Artificial Intelligence (SDAIA) is undertaking the construction of a data center in Riyadh, Saudi Arabia. Saudi Authority for Data & Artificial Intelligence (SDAIA) is undertaking the construction of a data center in Riyadh, Saudi Arabia. The project involves increasing hosting capacity and digital infrastructure at the Naqaa Data Centre operated by the National Information Center in Riyadh to meet growing demand for data services. The project involves the construction of a data center building. It also includes the construction of an administrative space, parking facilities, associated facilities, installation of HVAC, installation of power systems, and installation of safety and security systems. Saudi Business Machines is working as the main contractor on the project. The construction works are progressing on the project. The construction works are progressing on the project. | 24.7238 | 46.1631 | Saudi Authority for Data & Artificial Intelligence (SDAIA) is undertaking the construction of a data center in Riyadh, Saudi Arabia. The project involves increasing hosting capacity and digital infrastructure at the Naqaa Data Centre operated by the National Information Center in Riyadh to meet growing demand for data services. RFP Competition No. 210439347992 The US$62 million project includes the following: 1. Construction of data center building (120 cabins, 65 kilowatts per cabin) 2. Construction of an administrative space 3. Installation of electrical equipment 4. Installation of power systems 5. Installation of a safety and security system 6. Construction of associated facilities |  | Saudi Arabia’s telecom company is undertaking the construction of a data center in Riyadh. |  | April 2026 - The construction works are progressing on the project. August 2025 - We have not been able to obtain further updates on this project. We have retained the same project stage and amended the key dates accordingly. We will update the profile as soon as we obtain any new information. December 2024 - We have not been able to obtain further updates on this project. We have retained the same project stage and amended the key dates accordingly. We will update the profile as soon as we obtain any new information. February 2024 - The construction works are progressing on the project. October 2023 - The construction works are progressing on the project. September 01, 2023 - Saudi Business Machines is working as the main contractor for the development of the project. | Project work on Schedule | 1 | Not Funded / Unconfirmed | Public | Saudi Authority for Data and Artificial Intelligence | Saudi Business Machines Ltd
340924 | 335528 | 2026-04-22 07:47 | FDDS – Mussafah Data Center: Phase 2A – Abu Dhabi | FDDS – Mussafah Data Center – Abu Dhabi | https://construction.globaldata.com/Projects/Overview/340924 | On Hold | Sub | 100 | 2019 Q2 | Awaiting Confirmation |  | Middle East and Africa | United Arab Emirates | Abu Dhabi | Abu Dhabi |  |  | Commercial & Leisure | Data Center | Data Center |  |  | New | Onshore | Future Digital Data Systems LLC (FDDS) is planning to undertake the construction of phase 2A of the Mussafah data center at Mussafah in Abu Dhabi, the UAE. The data centre will host mission-critical infrastructure and offer co-location, business continuity and managed services to organizations locally and internationally. It will include redundant power supply, HVAC, fire suppression, telecommunications connectivity, secure access, and backup systems. The facility aims to meet high reliability and availability standards to support demanding IT workloads. The project involves the construction of a data center of capacity 5-6MW. It includes the construction of meeting rooms, conference rooms, delivery rooms, office areas, car parking facilities, landscaping, installation of security systems, and associated infrastructure facilities. Serba Dinamik Group Bhd(Malaysia) has been appointed as the main contractor with a contract value of US$100 million and the construction works are ongoing. Foundation works are completed on the project. The project is on hold. The project continues to be on hold and the time frame for its revival is unknown at this juncture. In November 2023, the project continues to be on hold. In March 2024, the project continues to be on hold and the time frame for its revival is unknown at this juncture. In October 2024, the project continues to be on hold and the time frame for its revival is unknown at this juncture. In June 2025, the project continues to be on hold and the time frame for its revival is unknown at this juncture. | 24.2686 | 54.4664 | Future Digital Data Systems LLC (FDDS) is planning to undertake the construction of phase 2A of the Mussafah data center at Mussafah in Abu Dhabi, the UAE. The data centre will host mission-critical infrastructure and offer co-location, business continuity and managed services to organizations locally and internationally. It will include redundant power supply, HVAC, fire suppression, telecommunications connectivity, secure access, and backup systems. The facility aims to meet high reliability and availability standards to support demanding IT workloads. The US$100 million project includes the following: 1. Construction of a data center of 5-6MW IT capacity a. Civil works for the entire plot b. Building works c. MEP works 2. Construction of meeting rooms 3. Construction of conference rooms 4. Construction of delivery rooms 5. Installation of security systems 6. Development of landscape areas | Colocation Data Center; Heating, ventilation and air conditioning (HVAC) | Phase 2A of the Mussafah data center is being planned to be developed in Abu Dhabi. |  | April 2026 - The project continues to be on hold and the time frame for its revival is unknown at this juncture. June 2025 - As per the site visit on June 3, 2025, the project continues to be on hold and the time frame for its revival is unknown at this juncture. October 2024 - As per the site visit on October 09, 2024, the project continues to be on hold and the time frame for its revival is unknown at this juncture. April 2024 - As per the site visit on March 26, 2024, the project continues to be on hold and the time frame for its revival is unknown at this juncture. November 2023 - As per the visit on November 03, 2023, the project continues to be on hold. August 2023 - The project continues to be on hold and the time frame for its revival is unknown at this juncture. January 2023 - As per site visit on January 10, 2023 the project continues to be on hold. November 2022 - The project continues to be on hold and the time frame for its revival is unknown at this juncture. June 2022 - The project is still on hold April 2022 - As per site visit on March 21, 2022, the project is still on hold. January 2022 - The project is on hold. October 2021 - Foundation works are completed on the project. July 2021 - The foundation works for the project are ongoing with scheduled completion by the end of August 2021. June 2021 - The foundation works for the project is progressing. May 2021 - The foundation works for the project is progressing. | No Major Development | 0 | Not Funded / Unconfirmed | Private | Future Digital Data Systems | Serba Dinamik Group Bhd | M. Arthur Gensler Jr. & Associates Inc | Consolidated Consultants;De Leeuw Middle East;Joule Group UAE;Red Engineering
536812 | 536812 | 2026-04-22 07:26 | Prairie Sky Data – Strathmore Data Center – Alberta | Prairie Sky Data – Strathmore Data Center – Alberta | https://construction.globaldata.com/Projects/Overview/536812 | Planning | Parent | 200 | 2025 Q2 | 2027 Q1 | 2028 Q4 | North America | Canada | Alberta |  |  |  | Commercial & Leisure | Data Center | Data Center |  | Low | New | Onshore | Prairie Sky Data Solutions (PSDS) is planning to construct a Tier III colocation data center in Strathmore, Alberta, Canada. The project involves the construction of a 50MW data center. It includes the construction of server rooms, meeting rooms, administrative space, and parking spaces, and the installation of cabinets/racks, equipment, and safety and security systems. The project will be executed in five phases, scaling from an initial 2MW capacity in Phase I to 4MW in Phase II. Phase III involves the construction of a two-story, 1,858m2 facility providing 8MW, followed by further expansions to 12MW in Phase IV and a final capacity of 24MW in Phase V. The facility will use a direct liquid cooling system, and it has a density of up to 150 kW per rack. | 51.0451 | -113.4827 | The project involves the construction of a 50MW data center in Strathmore, Alberta, Canada. The US$200 million project includes the following: 1. Construction of server rooms 2. Construction of meeting rooms 3. Construction of administrative space 4. Construction of parking spaces 5. Installation of cabinets/racks 6. Installation of equipment 7. Installation of safety and security systems | Colocation Data Center; Heating, ventilation and air conditioning (HVAC); Tier 3 Data Center |  |  | April 2026 - We have not been able to obtain further updates on this project. We have retained the same project stage and amended the key dates accordingly. We will update the profile as soon as we obtain any new information. August 2025 - The project is in early stages of development. April 2025 - PSDS announced plans to construct a data center in Alberta. | Information Unavailable |  | Not Funded / Unconfirmed | Private | Prairie Sky Data Solutions Inc
441578 | 441578 | 2026-04-22 06:23 | GreenSquareDC – SYD1 Data Center – New South Wales | GreenSquareDC – SYD1 Data Center – New South Wales | https://construction.globaldata.com/Projects/Overview/441578 | Execution | Parent | 759 | 2023 Q4 | 2026 Q1 | 2028 Q4 | Asia-Pacific | Australia | New South Wales | Sydney | 3 Brookhollow Avenue in Norwest Business Park | 2153 | Commercial & Leisure | Data Center | Data Center |  |  | Redevelopment | Onshore | Greensquare Data Centres (GSDC) is undertaking the redevelopment of a former IBM/Kyndryl facility into a hyperscale data center at 3 Brookhollow Avenue in Norwest Business Park, Sydney, New South Wales, Australia. The project involves the construction of a three-storey 10,705m2 data center with a consumption capacity of 95MW on 2.8ha of land. It includes the construction of data halls, server rooms, and an administrative space, an on-site 11kV switching station, and the installation of diesel generators and safety and security systems. The project will provide sovereign, sustainable, and scalable infrastructure to meet surging demand from hyperscale and AI customers. It will offer densities from 14kW fully air-cooled to 200kW hybrid liquid or immersion racks to cool the data center. The facility draws power from the utility grid operated by Ausgrid and has a target power usage effectiveness (PUE) of less than 1.23. It will be developed in multiple stages. Stage 1 includes the construction of a data center with a consumption capacity of 15MW and stage 2 with 80MW. Red Engineering Design Limited has been appointed as the construction manager, AREA3, a subsidiary of BGIS APAC, as a project manager, Greenbox Architecture as an architect, and Patch Planners Pty Ltd as a project planner. In March 2025, GreenSquare Data Centers was acquired by Partners Group, Ltd and is providing US$759 million funding for the development of the project. In September 2025, Stage 1 received approvals, and Erilyan was appointed as a contractor for Stage 1. In January 2026, construction works commenced, and Stage 1 is expected to be completed in the third quarter of 2026. | -33.7342 | 150.964 | The project involves the redevelopment of the IBM/Kyndryl facility into a hyperscale data center with a consumption capacity of 95MW in Sydney, New South Wales, Australia. The US$759 million project includes the following: 1. Construction of data halls 2. Construction of server rooms 3. Construction of an administrative space 4. Construction of an on-site 11kV switching station 5. Installation of diesel generators 6. Installation of safety and security systems | Heating, ventilation and air conditioning (HVAC); Hyperscale Data Center |  |  | April 2026 - Construction activities are underway on Stage 1. March 2026 - GreensquareDC announced Stage 2 of the project with 80MW capacity, and the project was endorsed for support by the NSW Investment Delivery Authority. January 2026 - Construction works commenced. September 2025 - Erilyan has been appointed as a contractor for Stage 1. April 2025 - The State Significant Development application has been filed with the New South Wales Government to expand its Brookhollow Avenue campus. March 2025 - GreenSquare Data Centers was acquired by Partners Group, Ltd. March 2024 - Planning activities are underway. October 2023 - GreensquareDC announced plans to build its first data center in Sydney. | Project work on Schedule | 1 | Fully Funded | Private | GreenSquareDC Pty Ltd | Erilyan Pty Ltd | Greenbox Architecture | BGIS Australia Pty Ltd;Patch Planning;Red Engineering Design Ltd
366602 | 366602 | 2026-04-21 18:26 | Vantage DC – Sedenak Tech Park Hyperscale Data Center Campus – Johor | Vantage DC – Sedenak Tech Park Hyperscale Data Center Campus – Johor | https://construction.globaldata.com/Projects/Overview/366602 | Execution | Parent | 2000 | 2022 Q1 | 2024 Q1 | 2028 Q4 | Asia-Pacific | Malaysia | Johor | Johor Bahru | Johor’s Sedenak Tech Park. | 80000 | Commercial & Leisure | Data Center | Data Center |  |  | New | Onshore | Vantage Data Center is undertaking the construction of a tier III hyperscale data center campus in Johor Bahru, Johor, Malaysia. The project involves the construction of a 300MW data center campus in multiple phases on 29.54ha of land. It includes server rooms, meeting rooms, an administrative space, parking facilities, and the installation of generators, transformers, and safety and security systems. Tenaga Nasional will provide power to the project, and the facility will use an HVAC, direct-to-chip cooling system. The first phase includes the construction of 98MW. The project is being designed under the EDGE certification guidelines, demonstrating a commitment to sustainable operations through green building standards. In May 2024, IFC loans Yondr US$150m for a 300MW data center project. In December 2024, the project secured financing of US$900 million from a consortium of International Finance Corp, DBS Bank Ltd, Deutsche Bank AG, Global Infrastructure Partners LLC, HSBC Bank Plc, Natixis Bank, and ING Group NV for the first phase. In June 2025, the first 25MW of the total 98MW has been completed and handed over to the client. In September 2025, Vantage Data Center acquired the project from Yondr Group. | 1.6967 | 103.4206 | The project involves the construction of a 300MW hyperscale data center campus in multiple phases on 29.54ha of land in Johor Bahru, Johor, Malaysia. The US$2,000 million project includes the following: 1. Construction of server rooms 2. Construction of meeting rooms 3. Construction of an administrative space 4. Construction of parking facilities 5. Installation of generators 6. Installation of transformers 7. Installation of safety and security systems | EDGE Certification; Green data center; Heating, ventilation and air conditioning (HVAC); Hyperscale Data Center; Sustainable Building; Tier 3 Data Center | A hyperscale data center campus is being built in Sedenak Tech Park, Johor Bahru. The project helps strengthen the company’s global presence and continues transforming the data center industry. Yondr Group acquired 29.33ha of land from TPM Technopark Sdn Bhd. |  | April 2026 - Construction activities are underway. September 2025 - Vantage Data Center acquired the project from Yondr Group. June 2025 - The first 25MW of the campus has been completed. December 2024 - The project secured financing of US$900 million from a consortium of International Finance Corp, DBS Bank Ltd, Deutsche Bank AG, Global Infrastructure Partners LLC, HSBC Bank Plc, Natixis Bank, and ING Group NV for the first phase. June 2024 - The project secured US$150 million in debt funding from The International Finance Corporation (IFC). March 2024 - Construction has commenced on the first phase of the project. September 2023 - Planning activities are underway. January 2023 - Planning activities are underway. Q1 2022 - Yondr Announced plans to build a 300MW data center campus in Johor Bahru. | Project work on Schedule | 1 | Partially Funded | Private | Vantage Data Centers Management Co LLC
475143 | 366602 | 2026-04-21 18:25 | Vantage DC – Sedenak Tech Park Hyperscale Data Center Campus: Phase I – Johor | Vantage DC – Sedenak Tech Park Hyperscale Data Center Campus – Johor | https://construction.globaldata.com/Projects/Overview/475143 | Execution | Sub | 300 | 2022 Q1 | 2024 Q1 | 2026 Q4 | Asia-Pacific | Malaysia | Johor | Johor Bahru | Johor’s Sedenak Tech Park. | 80000 | Commercial & Leisure | Data Center | Data Center |  |  | New | Onshore | Vantage Data Center is undertaking the construction of a tier III hyperscale data center campus in Johor Bahru, Johor, Malaysia. The project involves the construction of a data center with a consumption capacity of 98MW. It includes server rooms, meeting rooms, an administrative space, parking facilities, and the installation of generators, transformers, and safety and security systems. In December 2024, the project secured financing of US$900 million from a consortium of International Finance Corp, DBS Bank Ltd, Deutsche Bank AG, Global Infrastructure Partners LLC, HSBC Bank Plc, Natixis Bank, and ING Group NV. Tenaga Nasional will provide power to the project. The first 25MW building was completed in June 2025. The facility will use an HVAC, direct-to-chip cooling system. In September 2025, Vantage Data Center acquired the project from Yondr Group. The project is being designed under the EDGE certification guidelines, demonstrating a commitment to sustainable operations through green building standards. | 1.6967 | 103.4206 | The project involves the construction of a hyperscale data center campus with a consumption capacity of 98MW in Johor Bahru, Johor, Malaysia. The US$300 million project includes the following: 1. Construction of server rooms 2. Construction of meeting rooms 3. Construction of an administrative space 4. Construction of parking facilities 5. Installation of generators 6. Installation of transformers 7. Installation of safety and security systems | EDGE Certification; Green data center; Heating, ventilation and air conditioning (HVAC); Hyperscale Data Center; Sustainable Building; Tier 3 Data Center |  |  | April 2026 - Construction activities are underway. September 2025 - Vantage Data Center acquired the project from Yondr Group. June 2025 - The first 25MW of the campus has been completed. December 2024 - The project secured financing of US$900 million from a consortium of International Finance Corp, DBS Bank Ltd, Deutsche Bank AG, Global Infrastructure Partners LLC, HSBC Bank Plc, Natixis Bank, and ING Group NV June 2024 - The project secured US$150 million in debt funding from the International Finance Corporation (IFC). March 2024 - Construction has commenced. September 2023 - Planning activities are underway. Q1 2022 - Yondr Announced plans to build a 200MW data center campus in Johor Bahru. | Project work on Schedule | 1 | Partially Funded | Private | Vantage Data Centers Management Co LLC
383128 | 383128 | 2026-04-21 18:10 | STT GDC – Karnataka Data Center Development Program – Karnataka | STT GDC – Karnataka Data Center Development Program – Karnataka | https://construction.globaldata.com/Projects/Overview/383128 | Planning | Program | 182 | 2022 Q3 | 2026 Q4 | 2034 Q4 | Asia-Pacific | India | Karnataka |  |  |  | Commercial & Leisure | Data Center | Data Center |  | Low | New | Onshore | STT Global Data Centres India Private Limited (STT GDC) is planning to construct data centers across Karnataka in India. The program involves the construction of data centers. It includes the construction of data halls, control rooms, office space, and storage space, and the installation of equipment, safety, and security systems. The program will be completed in ten years. On November 4, 2022, STT GDC signed an MOU with the government of Karnataka. It will generate employment (direct & indirect), up to 1000 people during the construction phase and 200 when operational. The program is in various stages of implementation. | 15.0063 | 74.0734 | The program involves the construction of data centers across Karnataka in India. The US$182 million project includes the following: 1. Construction of data halls 2. Construction of control rooms 3. Construction of office space 4. Construction of storage space 5. Installation of equipment 6. Installation of safety and security systems | Colocation Data Center; Heating, ventilation and air conditioning (HVAC) | [5 empty] | Not Funded / Unconfirmed | Private | STT Global Data Centres India Pvt Ltd
536368 | 536368 | 2026-04-21 18:05 | PDC Realty – Project Boson Data Center – Pennsylvania | PDC Realty – Project Boson Data Center – Pennsylvania | https://construction.globaldata.com/Projects/Overview/536368 | Planning | Parent | 270 | 2025 Q1 | 2027 Q2 | 2030 Q4 | North America | United States | Pennsylvania |  | Eynon Jermyn Road |  | Commercial & Leisure | Data Center | Data Center |  | Medium | New | Onshore | PDC Realty LLC is planning to build a data center in Archbald, Lackawanna County, Pennsylvania, the US. The project involves the construction of a 57,593m2 data center campus on 33.7ha of land. It involves the construction of data centers, each spanning 27243m2, a 1,858m2 office and operations building for an electrical substation, a 19,602m2 equipment yard, and installation of generators and UPS systems. It is equipped with reliable uninterruptible power supply (UPS) units and generators for backup power systems. It also features an advanced cooling system, ensuring optimal performance and efficiency with maximum reliability. In December 2025, the scope of the project has been changed to a 57,593m2 data center from the previously planned construction of a three, two-story, 83,612m2 data center campus. | 41.5149 | -75.5554 | The project involves the construction of a 57,593m2 data center campus on 33.7ha of land on Eynon Jermyn Road in Lackawanna County, Pennsylvania, the US. The US$270 million project includes the following: 1. Construction of data halls 2. Construction of a 1,858m2 office and operations building 3. Construction of a 19,602m2 equipment yard for an electrical substation 4. Construction of parking spaces 5. Installation of generators 6. Installation of Uninterrupted Power Supply (UPS) systems | Heating, ventilation and air conditioning (HVAC) |  |  | April 2026 - A zoning application was submitted to the Archbald Borough with new plans. December 2025 - The scope of work has been reduced. October 2025 - The project is awaiting for approval. April 2025 - A zoning permit application was filed with the Archbald Borough. Q1 2025 - PDC Realty LLC announced plans to build a data center in Archbald. | Major Authority Clearance Submitted | 1 | Not Funded / Unconfirmed | Private | PDC Realty LLC
503831 | 503822 | 2026-04-21 17:31 | Choice Inv/ IDC – Da Nang Hi-tech Park Data Center: Phase II – Da Nang | Choice Inv/ IDC – Da Nang Hi-tech Park Data Center – Da Nang | https://construction.globaldata.com/Projects/Overview/503831 | Execution | Sub | 47 | 2023 Q4 | 2025 Q1 | 2027 Q4 | Asia-Pacific | Vietnam | Da Nang | Da Nang | Da Nang Hi-tech Park |  | Commercial & Leisure | Data Center | Data Center |  |  | New | Onshore | IDC JSC and Choice Investment and Development Real Estate Co., ltd are undertaking the construction of a data center at Da Nang Hi-Tech Park, Da Nang, Vietnam. The project involves the construction of a Tier III colocation data center in Da Nang. It includes the construction of data halls with racks, meeting rooms, office space, storage and parking facilities, and the installation of power and cooling systems, safety and security systems. It utilises a liquid cooling system and will have a target Power Usage Effectiveness (PUE) of 1.2. Ree m&e appointed as a MEP consultant for the project. On March 27, 2025, a groundbreaking ceremony was held, marking the commencement of construction, which is scheduled to be completed by the fourth quarter of 2027. | 16.0732 | 108.0916 | The project involves the construction of a data centre at Da Nang Hi-Tech Park, Da Nang, Vietnam. The US$47 million project includes the following: 1. Construction of a data hall 2. Construction of meeting rooms 3. Construction of office space 4. Construction of storage facilities 5. Construction of parking facilities 6. Installation of power and cooling systems 7. Installation of safety and security systems | Colocation Data Center; Heating, ventilation and air conditioning (HVAC); Tier 3 Data Center |  |  | April 2026 - Construction activities are underway. November 2025 - Construction activities are underway. April 2025 - Construction works are underway. March 27, 2025 - A groundbreaking ceremony was held, marking the construction commencement. January 2025 - An investment proposal has been approved by the DHTPIZA. October 2023 - IDC JSC and Development Real Estate Co., are announced plans to build a database center in Da Nang. | Project work on Schedule | 1 | Not Funded / Unconfirmed | Private | Choice Investment And Development Co Ltd;IDC JSC |  |  | REE M&E
475405 | 503822 | 2026-04-21 17:31 | Choice Inv/ IDC – Da Nang Hi-tech Park Data Center: Phase I – Da Nang | Choice Inv/ IDC – Da Nang Hi-tech Park Data Center – Da Nang | https://construction.globaldata.com/Projects/Overview/475405 | Execution | Sub | 32 | 2023 Q4 | 2025 Q1 | 2027 Q4 | Asia-Pacific | Vietnam | Da Nang | Da Nang | Da Nang Hi-tech Park |  | Commercial & Leisure | Data Center | Data Center |  |  | New | Onshore | IDC JSC and Choice Investment and Development Real Estate Co., ltd are undertaking the construction of a data center at Da Nang Hi-Tech Park, Da Nang, Vietnam. The project involves the construction of a Tier III colocation data center in Da Nang. It includes the construction of data halls with racks, meeting rooms, office space, storage and parking facilities, and the installation of power and cooling systems, safety and security systems. It utilises a liquid cooling system and will have a target Power Usage Effectiveness (PUE) of 1.2. Ree m&e appointed as a MEP consultant for the project. On March 27, 2025, a groundbreaking ceremony was held, marking the commencement of construction, which is scheduled to be completed by the fourth quarter of 2027. | 16.0732 | 108.0916 | The project involves the construction of a colocation data center at Da Nang Hi-Tech Park, Da Nang, Vietnam. The US$32 million project includes the following: 1. Construction of a data hall with racks 2. Construction of meeting rooms 3. Construction of office space 4. Construction of storage facilities 5. Construction of parking facilities 6. Installation of power and cooling systems 7. Installation of safety and security systems | Colocation Data Center; Heating, ventilation and air conditioning (HVAC); Tier 3 Data Center |  |  | April 2026 - Construction activities are underway. November 2025 - Construction activities are underway. March 27, 2025 - Construction work commenced with a groundbreaking ceremony. February 2025 - Planning activities are underway. January 2025 - An investment proposal has been approved by the DHTPIZA. October 2023 - IDC JSC and Development Real Estate Co., are announced plans to build a database center in Da Nang. | Project work on Schedule | 1 | Not Funded / Unconfirmed | Private | Choice Investment And Development Co Ltd;IDC JSC |  |  | REE M&E
503822 | 503822 | 2026-04-21 17:31 | Choice Inv/ IDC – Da Nang Hi-tech Park Data Center – Da Nang | Choice Inv/ IDC – Da Nang Hi-tech Park Data Center – Da Nang | https://construction.globaldata.com/Projects/Overview/503822 | Execution | Parent | 79 | 2023 Q4 | 2025 Q1 | 2027 Q4 | Asia-Pacific | Vietnam | Da Nang | Da Nang | Da Nang Hi-tech Park |  | Commercial & Leisure | Data Center | Data Center |  |  | New | Onshore | IDC JSC and Choice Investment and Development Real Estate Co., ltd are undertaking the construction of a data center at Da Nang Hi-Tech Park, Da Nang, Vietnam. The project involves the construction of a Tier III colocation data center on 2ha of land with a capacity of 18.5MW. It includes the construction of two data halls with 1000 racks, meeting rooms, office space, storage and parking facilities, and the installation of power and cooling systems, safety and security systems. The project will be developed in two phases. It utilises a liquid cooling system and will have a target Power Usage Effectiveness (PUE) of 1.2. Ree m&e appointed as a MEP consultant for the project. On March 27, 2025, a groundbreaking ceremony was held, marking the commencement of construction, which is scheduled to be completed by the fourth quarter of 2027. | 16.0732 | 108.0916 | The project involves the construction of a 17,852 m2 colocation data center on 2ha of land with a capacity of 18.5MW at Da Nang Hi-Tech Park, Da Nang, Vietnam. The US$79 million project includes the following: 1. Construction of two data center buildings 2. Construction of meeting rooms 3. Construction of office space 4. Construction of storage facilities 5. Construction of parking facilities 6. Installation of power and cooling systems 7. Installation of safety and security systems | Colocation Data Center; Heating, ventilation and air conditioning (HVAC); Tier 3 Data Center |  |  | April 2026 - Construction activities are underway. November 2025 - Construction activities are underway. April 2025 - Construction works are underway. March 27, 2025 - A groundbreaking ceremony was held, marking the construction commencement. January 2025 - An investment proposal has been approved by the DHTPIZA. October 2023 - IDC JSC and Development Real Estate Co., are announced plans to build a database center in Da Nang. | Project work on Schedule | 1 | Not Funded / Unconfirmed | Private | Choice Investment And Development Co Ltd;IDC JSC |  |  | REE M&E
413426 | 413426 | 2026-04-21 17:25 | Link Park Heathrow – Thorney Mill Road Data Center – Buckinghamshire | Link Park Heathrow – Thorney Mill Road Data Center – Buckinghamshire | https://construction.globaldata.com/Projects/Overview/413426 | Pre-Design | Parent | 760 | 2021 Q1 | Awaiting Confirmation |  | Europe | United Kingdom | Buckinghamshire |  | Thorney Mill Road. | UB7 7EZ | Commercial & Leisure | Data Center | Data Center |  | Low | New | Onshore | Link Park Heathrow is planning to undertake the construction of a data center in Iver, Buckinghamshire, the UK. The project involves the construction of a 55,000m2 three-story data center with a consumption capacity of 60MW on 4.4ha of land. It includes server rooms, an on-site substation, meeting rooms, office spaces, parking facilities, the installation of equipment and cooling systems, and safety and security systems. In November 2021, Link Park Heathrow submitted a planning application to the Buckinghamshire County Council and Hillingdon London Borough Council, but the councils failed to make a decision, and Link Park Heathrow lodged an appeal to the UK Planning Inspectorate. In December 2022, the UK Planning Inspectorate rejected the appeal. Link Park Heathrow filed an appeal against the Planning Inspectorate's decision in the High Court. In May 2023, Link Park Heathrow secured the approvals from the High Court. | 51.5246 | -0.54623 | The project involves the construction of a 55,000m2 three-story data center with a consumption capacity of 60MW on 4.4ha of land in Iver, Buckinghamshire, the UK. The US$760 million project includes the following: 1. Construction of server rooms 2. Construction of an on-site substation 3. Construction of meeting rooms 4. Construction of office spaces 5. Construction of parking facilities 6. Installation of related equipment 7. Installation of cooling systems 7. Installation of safety and security systems | Heating, ventilation and air conditioning (HVAC) | A new data center is planned for construction on Thorney Mill Road in Iver. |  | April 21, 2026 - We have not been able to obtain further updates on this project. We have retained the same project stage and amended the key dates accordingly. We will update the profile as soon as we obtain any new information. October 06, 2025 - We have not been able to obtain further updates on this project. We have retained the same project stage and amended the key dates accordingly. We will update the profile as soon as we obtain any new information. November 22, 2024 - We have not been able to obtain further updates on this project. We have retained the same project stage and amended the key dates accordingly. We will update the profile as soon as we obtain any new information. March 2024 - Pre-Design activities are underway. July 2023 - Pre-Design activities are underway. May 2023 - Link Park Heathrow secured the approvals from the High Court. December 2022 - The UK Planning Inspectorate rejected the appeal. November 2021 - Link Park Heathrow submitted a planning application to the Buckinghamshire County Council and Hillingdon London Borough Council Q1 2021 - Link Park Heathrow announced plans to construct a data center in Iver. | Information Unavailable |  | Not Funded / Unconfirmed | Private | Link Park Heathrow LLP |  |  | Barton Willmore Holdings Ltd
513303 | 513303 | 2026-04-21 17:23 | VDR Group – Campus Data Center Navarra – Navarre | VDR Group – Campus Data Center Navarra – Navarre | https://construction.globaldata.com/Projects/Overview/513303 | Planning | Parent | 3800 | 2025 Q1 | 2027 Q1 | 2029 Q4 | Europe | Spain | Navarre |  | in the Gazólaz industrial estate, in the Cendea de Cizur, just seven kilometres from Pamplona |  | Commercial & Leisure | Data Center | Data Center | Overhead Lines | Medium | New | Onshore | VDR Group is planning to construct the Campus Data Center Navarra in Gazólaz, Cendea de Cizur, Spain The project is planned in phases. Phase One involves the construction of a multi-storey 50MW data center building with a technical room and three data center buildings of 100MW each in further phases on a 20ha area. The project also includes the construction of administrative facilities, parking facilities, the installation of cooling equipment, and the laying of a 3km transmission line. Colliers Real Estate SL has been appointed as the lead consultant. Quark UnLtd Engineering SL has been appointed as the engineering design and technical consultant. The project is expected to obtain the construction permit by the first quarter of 2026; from then on, the procedures for drafting the execution projects, environmental impact studies, bidding, and execution will begin. The construction will be completed by 2029. The project will create a total of 2,600 direct and indirect jobs during its construction and operation phases. An in-house division of VDR Group will undertake the construction of the project. The project will be a strategic digital hub for sectors like Artificial Intelligence (AI), cloud computing, and telecommunications. | 42.7929 | -1.7088 | The project involves the construction of a data center complex in Gazólaz, Cendea de Cizur, Spain. The US$3,800 million project includes the following: 1. Construction of a multi-storey 50MW data center building with a technical room 2. Construction of three data center buildings of 100MW each in further phases on a 20ha area 3. Construction of administrative facilities 4. Construction of parking facilities 5. Installation of cooling equipment 6. Laying of a 220kV, 3km transmission line | Heating, ventilation and air conditioning (HVAC); Hyperscale Data Center |  |  | April 2026 - Administrative procedures are underway. July 2025 - Administrative procedures are underway. June 2025 - VDR group announced plans to build the Campus Data Center Navarra in Gazólaz, Cendea de Cizur. | Project work on Schedule | 1 | Not Funded / Unconfirmed | Private | VDR Group SLU | VDR Group SLU | Quark UnLtd Engineering SL | Colliers Real Estate SL;Quark UnLtd Engineering SL
513367 | 513303 | 2026-04-21 17:22 | VDR Group – Campus Data Center Navarra: Phase II-III – Navarre | VDR Group – Campus Data Center Navarra – Navarre | https://construction.globaldata.com/Projects/Overview/513367 | Planning | Sub | 3012 | 2025 Q2 | 2027 Q1 | 2029 Q4 | Europe | Spain | Navarre |  | in the Gazólaz industrial estate, in the Cendea de Cizur, just seven kilometres from Pamplona |  | Commercial & Leisure | Data Center | Data Center | Overhead Lines | Medium | New | Onshore | VDR Group is planning to construct the Campus Data Center Navarra in Gazólaz, Cendea de Cizur, Spain The project involves the construction of three data center buildings, 100MW each, on a 20ha area. The project also includes the construction of administrative facilities, parking facilities, the installation of cooling equipment, and the laying of a 220kV transmission line. Colliers Real Estate SL has been appointed as the lead consultant. Quark UnLtd Engineering SL has been appointed as the engineering design and technical consultant. The project is expected to obtain the construction permit by the first quarter of 2026; from then on, the procedures for drafting the execution projects, environmental impact studies, bidding, and execution will begin. An in-house division of VDR Group will undertake the construction of the project. The project will be a strategic digital hub for sectors like Artificial Intelligence (AI), cloud computing, and telecommunications. | 42.7929 | -1.7088 | The project involves the construction of a data center complex in Gazólaz, Cendea de Cizur, Spain. The US$3,012 million project includes the following: 1. Construction of three data center buildings of 100MW each on a 20ha area 3. Construction of administrative facilities 4. Construction of parking facilities 5. Installation of cooling equipment 6. Laying of a 220kV transmission line | Heating, ventilation and air conditioning (HVAC) |  |  | April 2026 - Administrative procedures are underway. July 2025 - Administrative procedures are underway. June 2025 - VDR group announced plans to build the Campus Data Center Navarra in Gazólaz, Cendea de Cizur. | Project work on Schedule | 1 | Not Funded / Unconfirmed | Private | VDR Group SLU | VDR Group SLU | Quark UnLtd Engineering SL | Colliers Real Estate SL;Quark UnLtd Engineering SL
513366 | 513303 | 2026-04-21 17:20 | VDR Group – Campus Data Center Navarra: Phase I – Navarre | VDR Group – Campus Data Center Navarra – Navarre | https://construction.globaldata.com/Projects/Overview/513366 | Planning | Sub | 633 | 2025 Q2 | 2027 Q1 | 2028 Q2 | Europe | Spain | Navarre |  | in the Gazólaz industrial estate, in the Cendea de Cizur, just seven kilometres from Pamplona |  | Commercial & Leisure | Data Center | Data Center | Overhead Lines | Medium | New | Onshore | VDR Group is planning to construct the Campus Data Center Navarra in Gazólaz, Cendea de Cizur, Spain The project involves the construction of a multi-storey 50MW data center building with a technical room. The project also includes the construction of administrative facilities, parking facilities, the installation of cooling equipment, and the laying of a 220kV transmission line. Colliers Real Estate SL has been appointed as the lead consultant. Quark UnLtd Engineering SL has been appointed as the engineering design and technical consultant. The project is expected to obtain the construction permit by the first quarter of 2026; from then on, the procedures for drafting the execution projects, environmental impact studies, bidding, and execution will begin. An in-house division of VDR Group will undertake the construction of the project. The project will be a strategic digital hub for sectors like Artificial Intelligence (AI), cloud computing, and telecommunications. | 42.7929 | -1.7088 | The project involves the construction of a data center complex in Gazólaz, Cendea de Cizur, Spain. The US$633 million project includes the following: 1. Construction of a multi-storey 50MW data center building with a technical room 2. Construction of administrative facilities 3. Construction of parking facilities 4. Installation of cooling equipment 6. Laying of a 220kV transmission line | Artificial Intelligence; Heating, ventilation and air conditioning (HVAC) |  |  | April 2026 - Administrative procedures are underway. July 2025 - Administrative procedures are underway. June 2025 - VDR group announced plans to build the Campus Data Center Navarra in Gazólaz, Cendea de Cizur. | Project work on Schedule | 1 | Not Funded / Unconfirmed | Private | VDR Group SLU | VDR Group SLU | Quark UnLtd Engineering SL | Colliers Real Estate SL;Quark UnLtd Engineering SL
402417 | 402417 | 2026-04-21 17:06 | Colt DCS – London 4 Hyperscale Data Center – Greater London | Colt DCS – London 4 Hyperscale Data Center – Greater London | https://construction.globaldata.com/Projects/Overview/402417 | Execution | Parent | 120 | 2020 Q1 | 2023 Q1 | 2027 Q4 | Europe | United Kingdom | Greater London | Hayes | Brook Industrial Estate, Beaconsfield Road. | UB4 0JZ | Commercial & Leisure | Data Center | Data Center |  |  | Redevelopment | Onshore | Colt Data Centre Services (Colt DCS) is undertaking the construction of a hyperscale data center campus in London, the UK. The project involves the construction of a 49,000m2 two five-story data center building with a consumption capacity of 57MW. It includes the construction of 18 data halls, server rooms, an administrative facility, car parking and cycle parking, hard and soft landscaping, associated infrastructure, ancillary office space, and associated facilities, and the installation of solar panels in an area of 204m2, bio solar panels in an area of 120m2, equipment, and safety and security systems. Nicholas Webb Architects has been appointed as an architect, Barry Chinn Associates as a landscape architect, Black & White Engineering as a design, BREEAM, mechanical and electrical engineer, Arup Group Ltd as a transport, civil and structural engineer, Savills as a planning consultant, Salus as a fire consultant, ISG Ltd as a construction contractor, Cundalls Yorkshire Ltd as a structural engineer, Linesight cost consultant, Ridge and Partners LLP as a consulting engineer, Matrix Consulting Engineers UK as the consulting engineer, Control Risks Group Holdings Ltd as the consultant, and Connect Public Affairs Ltd as a consultant. The facility is committed to operating on 100% renewable energy, heat pump technology, and back-up biodiesel-powered generators. The cooling is supplemented by air-cooled chillers. It was designed to meet ISO 19650 and BIM coordination certifications. In 2021, Colt DCS filed for permission to begin demolition work, and in April 2022, the project received planning approvals from the Hillingdon Council (HC). In February 2023, construction works commenced on the first 1,000m2 data center building, comprising 31MW. | 51.5095 | -0.394 | The project involves the construction of a 49,000m2 two five-story data center building with a consumption capacity of 57 MW in Hayes, London, the UK. The US$120 million project includes the following: 1. Construction of 18 data halls 2. Construction of server rooms 3. Construction of an administrative facility 4. Construction of car parking and cycle parking 5. Construction of hard and soft landscaping 6. Construction of associated infrastructure 7. Construction of ancillary office space and associated facilities 8. Installation of rooftop solar panels in an area of 204m2 9. Installation of rooftop bio solar panels in an area of 120m2 10. Installation of equipment 11. Installation of safety and security systems | BREEAM; Green data center; Hyperscale Data Center; Potential E&E; Solar Rooftop; Tier 3 Data Center | A hyperscale data center campus with a Tier 3 specification is being built at the Tudor Works, Beaconsfield Road in Hayes, London. It aims to redevelop the former Optimum Data Centre on the Springfield Road Industrial Area, as well as neighboring Tudor Works and Veetec Motor Group facilities, into a new data center campus. |  | April 2026 - Construction activities are underway. October 2025 - Construction works are underway. May 2025 - Construction works are underway. March 2025 - Construction works are underway. October 2024 - Construction works are underway. July 2024 - A topping ceremony was held. November 2023 - A non-material amendment submitted to the HC. February 2023 - Construction works commenced. April 2022 - The project received approvals from the Hillingdon Council. Q3 2021 - Application submitted for the demolition works. Q1 2020 - \Colt DCS announced plans to construct a data center campus in Hayes. | Project work on Schedule | 1 | Not Funded / Unconfirmed | Private | Colt Data Centre Services | ISG Ltd | Barry Chinn Associates;Black & White Engineering;Nicholas Webb Architects | Arup Group Ltd;Black & White Engineering;Connect Public Affairs Ltd;Control Risks Group Holdings Ltd;Cundalls Yorkshire Ltd;Linesight;Matrix Consulting Engineers Ltd;Ridge and Partners LLP;Salus Building Control and Fire Safety Consultants Ltd;Savills (UK) Ltd
362757 | 362757 | 2026-04-21 17:05 | Aesler Grp/ HWI Power – Batam Data Center Campus – Riau Islands | Aesler Grp/ HWI Power – Batam Data Center Campus – Riau Islands | https://construction.globaldata.com/Projects/Overview/362757 | Planning | Parent | 150 | 2021 Q4 | Awaiting Confirmation |  | Asia-Pacific | Indonesia | Riau Islands |  |  |  | Commercial & Leisure | Data Center | Data Center |  | Low | New | Onshore | PT Aesler Grup Internasional Tbk (RONY) and Huawei Digital Power (Huawei) are planning to construct a data center in Batam, Indonesia. The project involves the construction of a data center with an IT Load capacity of 88MW. It will be developed in three phases. The project includes the construction of a warehouse, an office facility, a storage facility, an administrative facility, and other related facilities and the installation of equipment. Phase I includes the construction of AESLER-GREENIX Mark 1, consisting of 16 MW, 2500 racks, and a power efficiency of 1.4. Phase II includes the construction of AESLER-GREENIX Mark 2, consisting of 16 MW, and Phase III includes AESLER-GREENIX Mark 3, consisting of 56MW. In February 2022, RONY signed a cooperation agreement with Huawei Digital Power to construct a data center. | 0.92576 | 104.1271 | The project involves the construction of a data center with an IT Load capacity of 88MW in Batam, Indonesia. The US$150 million project includes the following: 1. Construction of a warehouse 2. Construction of a storage facility 3. Construction of an office facility 4. Construction of an administrative facility 5. Construction of other related facilities | Colocation Data Center; Heating, ventilation and air conditioning (HVAC) |  |  | April 2026 - We have not been able to obtain further updates on this project. We have retained the same project stage and amended the key dates accordingly. We will update the profile as soon as we obtain any new information. September 23, 2025 - We have not been able to obtain further updates on this project. We have retained the same project stage and amended the key dates accordingly. We will update the profile as soon as we obtain any new information. December 16, 2024 - We have not been able to obtain further updates on this project. We have retained the same project stage and amended the key dates accordingly. We will update the profile as soon as we obtain any new information. May 2023 - Planning activities are underway. January 2023 - Planning activities are underway. February 2022 - Planning activities are underway. Q4 2021 - RONY and Huawei announced plans to build a data center in Indonesia. | Information Unavailable |  | Not Funded / Unconfirmed | Private | Huawei International Power Engineering Co Ltd;PT Aracord Nusantara Group Tbk
472716 | 472716 | 2026-04-21 17:00 | Edged Global – Bilbao-Arasur Data Center Campus – Basque Country | Edged Global – Bilbao-Arasur Data Center Campus – Basque Country | https://construction.globaldata.com/Projects/Overview/472716 | Execution | Parent | 2240 | 2020 Q1 | 2022 Q2 | 2032 Q3 | Europe | Spain | Basque Country | Bilbao | at Supermanzana 6, Plataforma Logística Arasur Avenida Ribera Baja S/N, Rivabellosa, Álava | 1213 | Commercial & Leisure | Data Center | Data Center |  |  | New | Onshore | Merlin Properties Socimi SA and Edged Global Services Iberia SL are undertaking the construction of the Bilbao-Arasur Data Center campus in Ribabellosa, Álava, Spain. The project is planned in three phases with a total of six buildings in a 15ha area. The first phase involves the construction of the three-storey BIL01 data center building with a consumption capacity of 60MW, three-storey BIL02 and BIL03 data center buildings with a total gross floor area of 23,560m2 in phase II, with a capacity of 48MW and 22MW, respectively, and three-storey, three buildings with 182MW in phase III. The project also includes the construction of an electrical substation and an administrative building, parking facilities, and the installation of photovoltaic glass panels and air-cooling equipment, underground networks, power lines, land network, fire protection, electrical installations, intrusion systems, telecommunications equipment, air conditioning, ventilation, and related equipment. The data center rack capacity will have 70kW per rack with air cooling and ultra-high densities of up to 200kW per rack with plug-and-play liquid-cooling integration. Carbonell Figueras SA and Krean Group have been appointed as the construction and project management consultants, respectively. Grupo Preving has been appointed as the lead consultant. ThermalWorks has been appointed as the air cooling equipment supply contractor. The data center will be a Tier 3, Hyperscale, and Green data center. Iberdrola Renovables Energia SA has been appointed as the electricity supply contractor. The electricity will be supplied for the data center from the planned adjacent 135MW solar plant. | 42.6994 | -2.9037 | The project involves the construction of the Bilbao-Arasur Data Center campus in Ribabellosa, Álava, Spain. The US$2,240 million project includes the following: 1. Construction of the BIL01, three-storey data center building with a consumption capacity of 60MW on a 15ha area 2. Construction of three-storey, BIL02 and BIL03 data center buildings with a total gross floor area of 23,560m2 in phase II with a capacity of 48MW and 22MW respectively 3. Construction of three-storey, three buildings with 182MW in phase III 4. Construction of an electrical substation and an administrative building 5. Construction of parking facilities 6. Installation of photovoltaic glass panels and air-cooling equipment 7. Installation of underground networks, power lines 8. Installation of fire protection, electrical equipment 9. Installation of intrusion systems 10. Installation of telecommunications equipment 11. Installation of air conditioning, ventilation systems, and related equipment | Green data center; Heating, ventilation and air conditioning (HVAC); Hyperscale Data Center; Solar Rooftop; Tier 3 Data Center |  |  | April 2026 - Construction works are underway for phase II. December 2025 - Construction works are underway for phase II. June 2025 - Construction works are underway. January 2025 - The construction works commenced for the phase II and phase III is in design. December 2024 - The phase I completed. April 2022 - Construction works commenced. March 2022 - The construction contract was awarded to Carbonell Figueras SA. Q1 2020 - Merlin Properties announced plans to build the Bilbao-Arasur Data Center campus in Ribabellosa, Álava. | Project work on Schedule | 1 | Not Funded / Unconfirmed | Private | Edged Global Services Iberia SL | Carbonell Figueras SA |  | Krean Group;Preving Consultores, SLU
472802 | 472716 | 2026-04-21 16:55 | Edged Global – Bilbao-Arasur Data Center Campus: Phase II – Basque Country | Edged Global – Bilbao-Arasur Data Center Campus – Basque Country | https://construction.globaldata.com/Projects/Overview/472802 | Execution | Sub | 450 | 2020 Q1 | 2025 Q1 | 2027 Q4 | Europe | Spain | Basque Country | Bilbao | at Supermanzana 6, Plataforma Logística Arasur Avenida Ribera Baja S/N, Rivabellosa, Álava | 1213 | Commercial & Leisure | Data Center | Data Center |  |  | New | Onshore | Merlin Properties Socimi SA and Edged Global Services Iberia SL are undertaking the construction of the Bilbao-Arasur Data Center campus in Ribabellosa, Álava, Spain. The project involves the construction of three-story BIL02 and BIL03 data center buildings with a total gross floor area of 23,560m2 in phase II, with a capacity of 48MW and 22MW, respectively, and three three-story buildings with 180MW in phase III. The project also includes the construction of an electrical substation and an administrative building, parking facilities, and the installation of photovoltaic glass panels and air-cooling equipment, as well as mechanical and electrical equipment. Carbonell Figueras SA and Krean Group have been appointed as the construction contractor and project management consultants, respectively. Grupo Preving has been appointed as the lead consultant. The electricity will be supplied for the data center from the adjacent solar plant. ThermalWorks has been appointed as the air cooling equipment supply contractor. Iberdrola Renovables Energia SA has been appointed as the electricity supply contractor. | 42.6994 | -2.9037 | The project involves the construction of the Bilbao-Arasur Data Center campus in Ribabellosa, Álava, Spain. The US$450 million project includes the following: 1. Construction of three-story, BIL02 and BIL03 data center buildings with a total gross floor area of 23,560m2 in phase II with a capacity of 48MW and 22MW respectively 2. Construction of an electrical substation and an administrative building 3. Construction of parking facilities 4. Installation of photovoltaic glass panels and air-cooling equipment 5. Installation of mechanical and electrical equipment | Green data center; Heating, ventilation and air conditioning (HVAC); Hyperscale Data Center; Tier 3 Data Center |  |  | April 2026 - Construction works are underway. December 2025 - Construction works are underway. January 2025 - Construction works commenced. December 04, 2024 - Site preparatory works commenced. Q1 2022 - The construction contract was awarded to Carbonell Figueras SA. Q1 2020 - Merlin Properties and Edged Global Services Iberia SL announced plans to build the Bilbao-Arasur Data Center campus in Ribabellosa. | Project work on Schedule | 1 | Not Funded / Unconfirmed | Private | Edged Global Services Iberia SL | Carbonell Figueras SA | Krean Group | Krean Group;Preving Consultores, SLU
536873 | 536873 | 2026-04-21 16:54 | FPGCTSG/ Galicia Gov – A Sionlla Data Center – Galicia | FPGCTSG/ Galicia Gov – A Sionlla Data Center – Galicia | https://construction.globaldata.com/Projects/Overview/536873 | Execution | Parent | 65 | 2021 Q1 | 2025 Q4 | 2026 Q2 | Europe | Spain | Galicia | Santiago de Compostela | in the Sionlla industrial estate |  | Commercial & Leisure | Data Center | Data Center |  |  | New | Onshore | Fundacion Publica Galega Centro Tecnoloxico de Supercomputacion de Galicia (Cesga) is planning the construction of a data center in A Sionlla, Santiago de Compostela, Galicia, Spain The project involves the construction of a data center with an electricity consumption capacity of 3.2MW on a 0.9ha area with a total gross floor area of 6,000m2 of which 2,400m2 of data center, 1,200m2 technical outdoor area, an administrative facility, server and technical rooms, the installation of technological equipment, direct liquid cooling (DLC), redundant structured cabling and a centralized Building Management System (BMS). Quark UnLtd Engineering SL has been appointed as the design contractor and project management consultant. Dominion I&I Applied Engineering, S.L is also responsible as the basic and detailed engineering consultant. The construction contract was awarded to a joint venture of SA Obras y Servicios COPASA and Dominion I&I Applied Engineering, S.L. The building will be built with prefabricated concrete structures. IDP Ingenieria y Arquitectura Iberia SL has been appointed as the project management consultant and technical assistance contractor. FUJITSU Kyushu Network Technologies Ltd, a company Fujitsu has been appointed as the equipment supply contractor. | 42.8805 | -8.5457 | The project involves the construction of a new headquarters for Cesga in A Sionlla, Spain. The US$65 million project includes the following: 1. Construction of a data center with an electricity consumption capacity of 3.2MW on a 0.9ha area with a total gross floor area of 6,000m2, of which 2,400m2 of data center 2. Construction of a 1,200m2 technical outdoor area 3. Construction of an administrative facility 4. Construction of the server and technical rooms 5. Installation of technological equipment 6. Installation of direct liquid cooling (DLC), redundant structured cabling, and a centralized Building Management System (BMS) | Building Information Modeling (BIM); Tier 3 Data Center; Tier 4 Data Center |  |  | April 2026 - Construction works are underway. November 2025 - Construction works commenced. September 2025 - Pre-construction works are underway. April 2025 - The construction contract was awarded to a joint venture of Copasa-Dominion. January 2025 - A tender was issued for construction contractors. June 2022 - The design and project management consulting contract was awarded to Quark Engineering March 2021 - Fundación Centro Tecnolóxico de Supercomputación de Galicia (Cesga) announced plans to build a data center in Santiago de Compostela. | Project work on Schedule | 1 | Not Funded / Unconfirmed | Public | Fundacion Publica Galega Centro Tecnoloxico de Supercomputacion de Galicia;Government of Galicia | Copasa Obras y Servicios;Dominion I and I Applied Engineering SL;Sa Obras Y Servicios Copasa | Global Dominion Access SA;Quark UnLtd Engineering SL | IDP Ingenieria y Arquitectura Iberia SL
342300 | 342300 | 2026-04-21 16:39 | DAMAC – Edgnex Data Center in Dammam – Eastern Province | DAMAC – Edgnex Data Center in Dammam – Eastern Province | https://construction.globaldata.com/Projects/Overview/342300 | Execution | Parent | 290 | 2020 Q2 | 2022 Q4 | 2026 Q3 | Middle East and Africa | Saudi Arabia | Eastern Province | Dammam |  |  | Commercial & Leisure | Data Center | Data Center |  |  | New | Onshore | Dubai property firm Damac, through its partner Khazzan Information Technology, is undertaking the construction of the Edgnex Data Centre on a site area of 35,000 sqm and build-up area of 12,800 sqm in Dammam, Saudi Arabia. Its purpose is to provide resilient digital infrastructure for cloud services, hyperscaler workloads, and enterprise users. The centre will enable planned maintenance without interruption and feature high reliability and secure operations. The project involves the construction of a 35 MW data center building. It also includes the construction of an administrative space, parking facilities, the installation of HVAC, power systems, and safety and security systems, and associated facilities. The main contract tender has been issued, and the last date for bid submission is March 31, 2021. The main contract bids have been submitted. The following companies, among others, have submitted the bids: Al-Latifia Trading & Contracting and Ashi & Bushnaq Contracting. The main contract bids are still under evaluation. The main contract has been awarded; however, we are in the process of finding the main contractor. In October 2023, construction works have progressed up to 60 percent, and Sterling & Wilson is working as the main contractor. In June 2025, the construction works are progressing on the project. The construction works are progressing on the project. In October 2025, the construction works are still progressing, and the completion is unknown at this juncture. In February 2026, the construction works are nearing completion. | 25.9598 | 49.8791 | Dubai property firm Damac, through its partner Khazzan Information Technology, is undertaking the construction of the Edgnex Data Centre on a site area of 35,000 sqm and build-up area of 12,800 sqm in Dammam, Saudi Arabia. Its purpose is to provide resilient digital infrastructure for cloud services, hyperscaler workloads, and enterprise users. The centre will enable planned maintenance without interruption and feature high reliability and secure operations. Plot no. EI-028 The project is part of an expansion plan to have a total of 55 MW of IT capacity. The facility has been awarded a Uptime Tier III design certification. The US$290 million project includes the following: 1. Construction of a 35 MW data center building (G+3) 2. Construction of an administrative space 3. Construction of parking facilities 4. Installation of HVAC 5. Installation of power systems 6. Installation of a safety and security system 7. Construction of associated facilities | Heating, ventilation and air conditioning (HVAC); Hyperscale Data Center | A data center is being planned to be built in Saudi Arabia. The project aims to meet the growing demand for digital transformation in the KSA and align with the 2030 Vision. |  | April 2026 - Finishing works are progressing on the project. February 2026 - The construction works are nearing completion. October 2025 - The construction works are still progressing and the completion is unknown at this juncture. June 2025 - The construction works are progressing on the project. January 2025 - BK Gulf has been appointed as the MEP sub contractor on the project. July 2024 - The construction works are progressing on the project and it is expected to be completed in 2025. March 2024 - The construction works are progressing on the project. December 2023 - Construction works are ongoing. October 2023 - Sterling & Wilson is working as the main contractor. Construction works have progressed up to 60 percent. June 2022 - The bids are still under evaluation and the main contract has not been awarded yet. October 2021 - The bids are still under evaluation and the time frame for the award is unknown at this moment. July 2021 - The main contract bids are still under evaluation. May 2021 - The bids are still under evaluation and the time frame for the award is unknown at this moment. April 2021 - The main contract bids have been submitted. The following companies among others have submitted the bids: Al-Latifia Trading & Contracting and Ashi & Bushnaq Contracting. March 24, 2021 - The main contract tender has been issued and the last date for bid submission is March 31, 2021. | Project work on Schedule | 1 | Not Funded / Unconfirmed | Private | DAMAC Properties Company Limited | Sterling and Wilson Renewable Energy Ltd |  | Hospital Designers & Planners (HDP Overseas);Salfo And Associates SA;Syska Hennessy Group Inc
551762 | 551762 | 2026-04-21 16:31 | Northpoint Dev – Project Hazelnut Data Center – Pennsylvania | Northpoint Dev – Project Hazelnut Data Center – Pennsylvania | https://construction.globaldata.com/Projects/Overview/551762 | Planning | Parent | 1500 | 2024 Q1 | 2026 Q4 | 2033 Q4 | North America | United States | Pennsylvania | Hazleton | Within Humboldt North Industrial Park, Hazle Township, Luzerne County | 18201 | Commercial & Leisure | Data Center | Data Center |  | Low | New | Onshore | Northpoint Development Inc is planning to construct a colocation data center campus south of Tomhicken Road and the Black Creek in Hazle Township, Luzerne County, Pennsylvania, the US. It is located within Hazle Township's expansive 1,214ha Humboldt North Industrial Park. The project involves the construction of a data center campus with a power consumption capacity of 1,980MW on 249ha of land comprising 15 data center buildings and four ancillary buildings. It includes the construction of a substation, a switchyard, data halls, meeting rooms, office space, storage facilities and parking facilities, and the installation of power and cooling systems, safety and security systems The facility draws power from the utility grid operated by PPL Electric Utilities and will use liquid cooling system. The specialized cooling equipment inside the campus buildings requires evaporative cooling water during the summer months. The data center will use up to 2.8 million gallons a day of treated sewage from Greater Hazleton Joint Sewer Authority. It is expected to create over 900 permanent jobs. The project to be developed in three phases, will begin with the construction of the first five buildings in the fourth quarter of 2026, followed by three buildings in the first quarter of 2028, and the final seven buildings in the second quarter of 2029. Construction works are scheduled to be completed by 2033. | 40.9584 | -75.9746 | The project involves the construction of a data center campus with a power consumption capacity of 1,980MW on 249ha of land in Hazle Township, Luzerne County, Pennsylvania, the US. The US$1,500 million project includes the following: 1. Construction of 15 data center buildings 2. Construction of four ancillary buildings 3. Construction of a substation 4. Construction a switchyard 5. Construction data halls 6. Construction of meeting rooms 7. Construction of office space 8. Construction of storage facilities 9. Construction of parking facilities 10. Installation of power and cooling systems 11. Installation of safety and security systems | Colocation Data Center; Heating, ventilation and air conditioning (HVAC) |  |  | April 2026 - NorthPoint Development has appealed in Luzerne County Court for denial of land development approval by Hazle Township. February 17, 2026 - The Pennsylvania Department of Environmental Protection (DEP) held a public meeting for pending permits with the agency. November 2025 - Hazle Township supervisors denied land development approval for the project. October 2025 - Planning activities are underway. May 2025 - Northpoint Development submitted an application for land development approval to the Hazle Township Board of Supervisors. July 2024 - Sketch plan review at Hazle Township Planning Department. Q1 2024 - Northpoint Development announced plans to build a data center in Luzerne County, Pennsylvania. | Construction / Process obligation occurred | -3 | Not Funded / Unconfirmed | Private | Northpoint Development Inc
440413 | 440413 | 2026-04-21 15:47 | QTS Realty – FTW1 DC2 Data Center – Texas | QTS Realty – FTW1 DC2 Data Center – Texas | https://construction.globaldata.com/Projects/Overview/440413 | Planning | Parent | 220 | 2023 Q3 | Awaiting Confirmation |  | North America | United States | Texas | Fort Worth | 14100 Park Vista Blvd | 76148 | Commercial & Leisure | Data Center | Data Center |  | Low | New | Onshore | Quality Technology Services (QTS) is planning to construct a data center at 14100 Park Vista Blvd in Tarrant County, North Fort Worth, Texas, the US. The project involves the construction of a 30,193m2 two-story data center with a consumption capacity of 42MW. It includes four data halls of 10.5MW each, meeting rooms, an administrative space, a substation and the installation of equipment, safety, and security systems. The project is designed with modular UPS PODs and Static Transfer Switches. The project was updated mid-build to an N+1+1 redundancy model. This shift replaced the POD-based distribution with a more integrated, high-availability electrical architecture. Corgan Associates Inc. has been appointed as an architect. | 32.9885 | -97.2602 | The project involves the construction of a 30,193m2 two-story data center with a consumption capacity of 42MW in North Fort Worth, Texas, the US. The US$220 million project includes the following: 1. Construction of four data halls of 10.5MW each 2. Construction of meeting rooms 3. Construction of an administrative space 4. Construction of a substation 5. Installation of equipment 6. Installation of safety and security systems | Heating, ventilation and air conditioning (HVAC); Hyperscale Data Center |  |  | April 21, 2026 - We have not been able to obtain further updates on this project. We have retained the same project stage and amended the key dates accordingly. We will update the profile as soon as we obtain any new information. March 2025 - Planning activities are underway. January 2024 - QTS submitted the project plans. Q3 2023 - QTS Data Centers Announced plans to build data center in North Fort Worth. | Information Unavailable |  | Not Funded / Unconfirmed | Private | QTS Realty Trust LLC |  | Corgan Associates Inc
551992 | 551992 | 2026-04-21 15:22 | Beacon Data/ VoltaGrid – Saint John AI Data Center – New Brunswick | Beacon Data/ VoltaGrid – Saint John AI Data Center – New Brunswick | https://construction.globaldata.com/Projects/Overview/551992 | Planning | Parent | 2000 | 2024 Q4 | 2027 Q2 | 2028 Q1 | North America | Canada | New Brunswick | Saint John | Spruce Lake Industrial Park. | NB E2M 0A9 | Commercial & Leisure | Data Center | Data Center |  | Low | New | Onshore | Beacon Data Centres and VoltaGrid are planning to build an AI data center at Spruce Lake Industrial Park in Saint John, New Brunswick, Canada. The project involves the construction of a data center campus on 120ha of land. It includes the construction of data halls, substations, conference rooms, break rooms, meet-me rooms, server rooms and an office space, and the installation of racks and safety and security systems. The facility is committed to operating on an on-site 190MW natural gas-fired power plant and also draws power from New Brunswick Power. It will also feature an advanced cooling system and will be backed up by modern generators. In July 2025, Beacon Data Centres and VoltaGrid secured rezoning approvals from the Saint John City Council. The construction works are scheduled to be completed in the first quarter of 2028. | 45.2153 | -66.172 | The project involves the construction of a data center campus on 120ha of land at Spruce Lake Industrial Park in Saint John, New Brunswick, Canada. The US$2,000 million project includes the following: 1. Construction of data halls 2. Construction of conference rooms 3. Construction of substations 4. Construction of meet-me rooms 5. Construction of an office space 6. Installation of generators 7. Installation of racks 8. Installation of safety and security systems | Heating, ventilation and air conditioning (HVAC) |  |  | April 2026 - The residents are opposing the project plan due to the environmental impact. November 2025 - Planning activities are underway. July 2025 - Beacon Data Centres and VoltaGrid secured rezoning approvals from the Saint John City Council. Q4 2024 - Beacon Data Centres and VoltaGrid announced plans to build a datacenter in Canada. | No Major Development | 0 | Not Funded / Unconfirmed | Private | Beacon Data Centres;VoltaGrid LLC
540776 | 540776 | 2026-04-21 15:14 | META – El Paso Data Center – Texas | META – El Paso Data Center – Texas | https://construction.globaldata.com/Projects/Overview/540776 | Execution | Parent | 1500 | 2024 Q4 | 2025 Q4 | 2028 Q4 | North America | United States | Texas | El Paso |  |  | Commercial & Leisure | Data Center | Data Center |  |  | New | Onshore | Meta is planning to undertake the construction of a hyperscale data center in El Paso, Texas, the US. It will be the third facility in Texas. The project involves the construction of a data center, which can scale up to 1,000MW. It includes the construction of data halls, server rooms, meet-me rooms, an administrative space, parking facilities, and the installation of generators and uninterruptible power supply (UPS) units and safety and security systems. The project is committed to operating on 100% renewable energy. The facility will use a closed-loop, liquid-cooled system that continuously recycles water. Meta pledged to restore twice the water consumed by the data centre to local watersheds, exceeding its 2030 goal to be "water-positive" by restoring more water than it consumes. The project is a part of the US$10,000 billion investment in El Paso. The project is being designed under the LEED Gold certification guidelines. In October 2026, construction work commenced and is expected to be completed by 2028. | 31.8116 | -106.7472 | The project involves the construction of a data center, which can scale up to 1,000MW in El Paso, Texas, the US. The US$1,500 million project includes the following: 1. Construction of data halls 2. Construction of meet-me rooms 3. Construction of a server rooms 4. Construction of a substation 5. Construction of a parking facility 6. Installation of generators and uninterruptible power supply (UPS) units 7. Installation of the cooling system 8. Installation of safety and security systems | Heating, ventilation and air conditioning (HVAC); Hyperscale Data Center |  |  | April 2026 - Construction works are underway. October 2025 - Construction work commenced. October 2024 - Meta announced plans to build a hyperscale data center in El Paso, Texas. | Project work on Schedule | 1 | Not Funded / Unconfirmed | Private | Meta Platforms Inc | Hensel Phelps Construction Co;JE Dunn Capital Partners LLC
540661 | 540661 | 2026-04-21 14:52 | T5 Data Centers – Nampa Data Center – Idaho | T5 Data Centers – Nampa Data Center – Idaho | https://construction.globaldata.com/Projects/Overview/540661 | Planning | Parent | 40 | 2025 Q1 | 2027 Q2 | 2028 Q4 | North America | United States | Idaho | Nampa | 8300 Birch Lane | 83687 | Commercial & Leisure | Data Center | Data Center |  | Medium | Renovation | Onshore | T5 Data Centers LLC is planning to construct an AI data center at 8300 Birch Lane in Nampa, Idaho, the US. The project involves the construction of a single-story, seven-building data center buildings with an initial capacity of 2.25MW and an expandable capacity of 8.25MW on a 7,432m2 area. It includes data halls, server rooms, and a substation, and the installation of generators and safety and security systems. The project will be developed into five phases. The data center will use HVAC cooling, and an air cooling system and utility power will be supplied by Idaho Power. | 43.5407 | -116.5635 | The project involves the construction of a single-story, seven-building data center buildings with an initial capacity of 2.25MW and an expandable capacity of 8.25MW on a 7,432m2 area in Nampa, Idaho, the US. The US$40 million project includes the following: 1. Construction of data halls 2. Construction of server rooms 3. Construction of a substation 4. Installation of generators 5. Installation of safety and security systems | Heating, ventilation and air conditioning (HVAC) |  |  | April 2026 - Planning activities are underway. October 14, 2025 - T5 has received approval for a conditional use permit from the Nampa Planning and Zoning Commission for the data center project. March 2025 - T5 announced plans to build a data center within the Park 84 industrial site in Nampa. | No Major Development | 0 | Not Funded / Unconfirmed | Private | T5 Data Centers LLC
472803 | 472716 | 2026-04-21 13:24 | Edged Global – Bilbao-Arasur Data Center Campus: Phase III – Basque Country | Edged Global – Bilbao-Arasur Data Center Campus – Basque Country | https://construction.globaldata.com/Projects/Overview/472803 | Design | Sub | 1370 | 2020 Q1 | 2028 Q1 | 2032 Q3 | Europe | Spain | Basque Country | Bilbao | at Supermanzana 6, Plataforma Logística Arasur Avenida Ribera Baja S/N, Rivabellosa, Álava | 1213 | Commercial & Leisure | Data Center | Data Center |  | Medium | New | Onshore | Merlin Properties is undertaking the construction of the Bilbao-Arasur Data Center campus in Ribabellosa, Álava, Spain. The project involves the construction of three-storey, three-building with 182MW. The project also includes the construction of parking facilities, the installation of photovoltaic glass panels and air-cooling equipment, and mechanical and electrical equipment. Grupo Preving has been appointed as the lead consultant. Krean Group has been appointed as the project management consultant. ThermalWorks has been appointed as the air cooling equipment supply contractor. The electricity will be supplied for the data center from the adjacent solar plant. Iberdrola Renovables Energia SA has been appointed as the electricity supply contractor. | 42.6994 | -2.9037 | The project involves the construction of the Bilbao-Arasur Data Center campus in Ribabellosa, Álava, Spain. The US$1,370 million project includes the following: 1. Construction of three-storey, three-building with 182MW 2. Construction of parking facilities 3. Installation of photovoltaic glass panels and air-cooling equipment 4. Installation of mechanical and electrical equipment | Heating, ventilation and air conditioning (HVAC); Hyperscale Data Center; Tier 3 Data Center |  |  | April 2026 - Design and administrative procedures are underway. December 2025 - Design and administrative procedures are underway. July 2025 - Design is underway. December 2024 - Design is underway. Q1 2020 - Merlin Properties and Edged Global Services Iberia SL announced plans to build the Bilbao-Arasur Data Center campus in Ribabellosa. | Project work on Schedule | 1 | Not Funded / Unconfirmed | Private | Edged Global Services Iberia SL |  |  | Krean Group;Preving Consultores, SLU
561510 | 561510 | 2026-04-21 13:07 | NorthC Group – Neu Isenburg Data Center Complex – Hesse | NorthC Group – Neu Isenburg Data Center Complex – Hesse | https://construction.globaldata.com/Projects/Overview/561510 | Planning | Parent | 165 | 2026 Q1 | 2027 Q1 | 2029 Q4 | Europe | Germany | Hesse | Neu Isenburg | at Dornhofstraße 14, Neu-Isenburg, Germany | 63263 | Commercial & Leisure | Data Center | Data Center |  | Medium | New | Onshore | NorthC Group BV is planning to construct a data center complex on the former Lugman Capital property at Dornhofstraße 14 in Neu-Isenburg, Hesse, Germany. The project involves the construction of a data center complex on a 1ha area, with a capacity of 10.5MW and an IT space on a 4,270m2 GFA, 14, two-story, prefabricated modular data halls, each with a 305m2 area and an IT power capacity of 75kW in an N+1 configuration, administrative facilities, and parking facilities, and the installation of a green facade, a rainwater harvesting system, local heating networks, and power facilities. The project will be developed in phases. Phase I includes the construction of a data center building with several modules on a 5,800m2 GFA, with an IT power capacity of 4.5MW, and an IT area of ​​1,830m2. NorthC acquired the property from Dornhof Immo, a subsidiary of Lugman Capital. The project will define redundancy as N plus 1, meaning an additional reserve component to compensate for the failure of individual elements. Construction work on Phase I will be completed in 2027. | 50.044 | 8.6819 | The project involves the construction of a data center complex on the former Lugman Capital property at Dornhofstraße 14 in Neu-Isenburg, Hesse, Germany. The US$165 million project includes the following: 1. Construction of a data center complex on a 1ha area, with a capacity of 10.5MW and an IT space (white space) on a 4,270m2 area 2. Construction of 14, two-story, prefabricated modular data halls, each with a 305m2 area and an IT power capacity of 75kW in an N+1 configuration 3. Construction of administrative facilities 4. Construction of parking facilities 5. Installation of a green facade 6. Installation of a rainwater harvesting system 7. Installation of local heating networks 8. Installation of power facilities | Rainwater harvesting |  |  | April 2026 - Planning activities are underway. March 2026 - Planning activities are underway. February 2026 - NorthC announced plans to construct a data center complex in Neu-Isenburg. | Project work on Schedule | 1 | Not Funded / Unconfirmed | Private | NorthC Group BV
561511 | 561510 | 2026-04-21 13:07 | NorthC Group – Neu Isenburg Data Center Complex: Phase I – Hesse | NorthC Group – Neu Isenburg Data Center Complex – Hesse | https://construction.globaldata.com/Projects/Overview/561511 | Planning | Sub | 70 | 2026 Q1 | 2027 Q1 | 2027 Q4 | Europe | Germany | Hesse | Neu Isenburg | at Dornhofstraße 14, Neu-Isenburg, Germany | 63263 | Commercial & Leisure | Data Center | Data Center |  | Medium | New | Onshore | NorthC Group BV is planning to construct a data center complex: Phase I on the former Lugman Capital property at Dornhofstraße 14 in Neu-Isenburg, Hesse, Germany. The project involves the construction of two-story data center halls, with a capacity of 4.5MW and an IT space (white space) on a 1,830m2 area, administrative facilities, and parking facilities, and the installation of a green facade, a rainwater harvesting system, local heating networks, and power facilities. NorthC acquired the property from Dornhof Immo, a subsidiary of Lugman Capital. The project will define redundancy as N plus 1, meaning an additional reserve component to compensate for the failure of individual elements. Construction work on Phase I will be completed in 2027. | 50.044 | 8.6819 | The project involves the construction of a data center complex: Phase I on the former Lugman Capital property at Dornhofstraße 14 in Neu-Isenburg, Hesse, Germany. The US$70 million project includes the following: 1. Construction of two-story data center halls, with a capacity of 4.5MW and an IT space (white space) on a 1,830m2 area 2. Construction of administrative facilities 3. Construction of parking facilities 4. Installation of a green facade 5. Installation of a rainwater harvesting system 6. Installation of local heating networks 7. Installation of power facilities | Rainwater harvesting |  |  | April 2026 - Planning activities are underway. March 2026 - Planning activities are underway. February 16, 2026 - NorthC announced plans to construct a data center complex in Neu-Isenburg. | Project work on Schedule | 1 | Not Funded / Unconfirmed | Private | NorthC Group BV
413935 | 413935 | 2026-04-21 13:03 | Cirion Tech – Cotia Data Center Expansion – Sao Paulo | Cirion Tech – Cotia Data Center Expansion – Sao Paulo | https://construction.globaldata.com/Projects/Overview/413935 | Construction Complete | Parent | 30 | 2023 Q3 | 2025 Q2 | 2025 Q3 | South and Central America | Brazil | Sao Paulo | Cotia |  |  | Commercial & Leisure | Data Center | Data Center |  |  | Expansion | Onshore | Cirion Technologies Chile SA (Cirion Tech) undertook the expansion of a data center in Cotia, São Paulo, Brazil. The project involves the expansion of a data center, an office accommodation facility, and parking facilities, and the installation of security systems and optical cables. The project is also known as" SAO1". | -23.6039 | -46.9192 | The project involves the expansion of a data center in Cotia, São Paulo, Brazil. The US$30 million project includes the following: 1. Construction of an office accommodation facility 2. Construction of parking facilities 3. Installation of optical cables 4. Installation of security systems |  | A data center was planned to be developed in Cotia, São Paulo. The aim of the project is to provide large data spaces for customers with high computational demand in the Brazil and Latin American markets. |  | August 2025 - Construction has been completed. July 2025 - Construction activities are underway. May 2025 - Construction activity commenced. January 2025 - Planning activities are underway. Q3 2024 - Planning activities are underway. Q1 2024 - Planning activities are underway. July 12, 2023 - Cirion Tech announced its plans to expand a data centre in Cotia. | Construction Completed | 5 | Not Funded / Unconfirmed | Private | Cirion Technologies Chile SA
563677 | 563677 | 2026-04-21 05:57 | TATA – Mumbai Innovation City – Maharashtra | TATA – Mumbai Innovation City – Maharashtra | https://construction.globaldata.com/Projects/Overview/563677 | Planning | Parent | 11000 | 2025 Q1 | 2028 Q3 | 2032 Q1 | Asia-Pacific | India | Maharashtra | Mumbai | Near Navi Mumbai International Airport |  | Commercial & Leisure | Office Buildings | Office Buildings | Data Center; Other Retail Buildings; Semiconductor Plants; Other Educational Buildings; Hospitals; Other Research Facilities; Low-Rise Apartment Blocks; Low-Rise Apartment Blocks | Medium | New | Onshore | Tata Sons Private Limited is planning to undertake the construction of an Innovation City near Navi Mumbai International Airport, Maharashtra, India. The project involves the construction of an innovation city on 121ha of land. It includes the construction of high-rise luxury residential buildings, semiconductor industries, large-scale data centers, IT parks and corporate office, startup incubators and innovation labs, research and development centers, retail hubs and shopping districts, hotels, entertainment, and leisure zones, educational and healthcare institutions, sustainable green buildings, digital governance and smart services facilities, efficient public transport systems, eco-friendly urban areas. | 18.9318 | 73.1027 | The project involves the construction of an innovation city on 121ha of land near Navi Mumbai International Airport, Maharashtra, India. The US$11,000 million project includes the following: 1. Construction of high-rise luxury residential buildings 2. Construction of semiconductor industries 3. Construction of large-scale data centers 4. Construction of IT parks and corporate offices 5. Construction of startup incubators and innovation labs 6. Construction of research and development centers 7. Construction of retail hubs and shopping districts 8. Construction of hotels, entertainment, and leisure zones 9. Construction of educational and healthcare institutions 10. Construction of sustainable green buildings 11. Construction of digital governance and smart services facilities 12. Construction of efficient public transport systems 13. Construction of eco-friendly urban areas | High-Rise; Luxury apartments |  |  | April 2026 - Planning activities are underway. October 2025 - Planning activities are underway. Q1 2025 - Tata Sons Limited announced plans to construct an innovation city in Mumbai. | Project work on Schedule | 1 | Not Funded / Unconfirmed | Private | Tata Sons Pvt Ltd
504845 | 504845 | 2026-04-20 18:14 | SAMCA – Green it Aragón Data Center Complex – Aragon | SAMCA – Green it Aragón Data Center Complex – Aragon | https://construction.globaldata.com/Projects/Overview/504845 | Planning | Parent | 2315 | 2025 Q2 | 2027 Q1 | 2030 Q4 | Europe | Spain | Aragon |  |  |  | Commercial & Leisure | Data Center | Data Center | Overhead Lines; Underground | Medium | New | Onshore | Samca Group is planning to develop the Green it Aragón data center campus in Luceni, Zaragoza, Aragon, Spain. The project is planned in three phases on a combined land area of 408.78ha. Phase One involves the construction of the Ribera Alta del Ebro data center with a consumption capacity of 131MW, the Atalaya del Ebro data center with a consumption capacity of 50MW, and the Ribera Alta del Ebro data center with a consumption capacity of 119MW in Phases Two and Three, respectively. The project also includes the construction of four electrical substations, of which one is a 220/30kV substation and related infrastructure, access and internal roads, administrative buildings, technical facilities, parking facilities, and the installation of cooling and relevant equipment, and the laying of three underground transmission lines with a combined length of 43km, each with a capacity of 220kV. The data center complex will be a colocation and green data center type. The project will create 2,300 jobs during the construction phase and 320 permanent jobs once these facilities are operational. The project, which will be supplied with local renewable energy from seven wind farms. The project is in the administrative phase. The urbanization for phase I is scheduled in late 2026, and the main construction is scheduled to commence in the first half of 2027 and will be completed in 2028, and the entire complex will be completed in 2030. | 41.8273 | -1.2429 | The project involves the construction of the Green it Aragón data center campus in Luceni, Zaragoza, Aragon, Spain. The US$2,354 million project includes the following: 1. Construction of the Ribera Alta del Ebro data center on a 408.78ha area with a consumption capacity of 131MW in phase I 2. Construction of the Atalaya del Ebro data center with a consumption capacity of 50MW in phase II 3. Construction of the Ribera Alta del Ebro data center with a consumption capacity of 119MW in phase III 4. Construction of four electrical substations, of which one is a 220/30kV substation and related infrastructure 5. Construction of access and internal roads 6. Construction of administrative buildings 7. Construction of technical facilities 8. Construction of parking facilities 9. Installation of cooling and relevant equipment 10. Laying of 129km underground transmission line with a capacity of 220kV | Colocation Data Center; Green data center; Heating, ventilation and air conditioning (HVAC) |  |  | April 2026 - Administrative procedures are underway. June 2025 - Administrative procedures are underway. May 2025 - The project is in the early stages of development. April 2025 - Samca announced plans to develop the Green it Aragón data center complex. | Project work on Schedule | 1 | Not Funded / Unconfirmed | Private | Renovables Samca SA
504850 | 504845 | 2026-04-20 18:06 | SAMCA – Green it Aragón Data Center Complex: Ribera Alta del Ebro Phase I – Aragon | SAMCA – Green it Aragón Data Center Complex – Aragon | https://construction.globaldata.com/Projects/Overview/504850 | Planning | Sub | 753 | 2025 Q2 | 2027 Q1 | 2028 Q4 | Europe | Spain | Aragon | Zaragoza |  |  | Commercial & Leisure | Data Center | Data Center | Overhead Lines; Underground | Medium | New | Onshore | Samca Group is planning to develop the Green it Aragón data center campus: Ribera Alta del Ebro Phase I in Luceni, Zaragoza, Aragon, Spain. The project involves the construction of the Atalaya del Ebro 131MW data center. The project also includes the construction of an electrical substation and related infrastructure, access and internal roads, administrative buildings, technical facilities, parking facilities, and the installation of cooling and relevant equipment, and a 43km underground transmission line with a length of 220kV transmission line. The data center complex could be hyperscalable or colocation, depending on the rack and type of server installed on this data campus. | 41.6561 | -0.87734 | The project involves the construction of the Green it Aragón data center campus: Ribera Alta del Ebro Phase I in Luceni, Zaragoza, Aragon, Spain. The US$753 million project includes the following: 1. Construction of the Green it Aragón data center campus: Ribera Alta del Ebro Phase I 2. Construction of an electrical substation and related infrastructure 3. Construction of access and internal roads 4. Construction of administrative buildings 5. Construction of technical facilities 6. Construction of parking facilities 7. Installation of cooling and relevant equipment 8. Laying of a 43km underground, 220kV transmission line | Colocation Data Center; Green data center; Heating, ventilation and air conditioning (HVAC); Hyperscale Data Center |  |  | April 2026 - Administrative procedures are underway. May 2025 - The project is in the early stages of development. April 2025 - Samca Group announced plans to develop the Green it Aragón data center campus: phase I in Luceni. | Project work on Schedule | 1 | Not Funded / Unconfirmed | Private | Renovables Samca SA
356615 | 356615 | 2026-04-20 17:42 | QTS Realty – PWC Digital Gateway Data Center Campus – Virginia | QTS Realty – PWC Digital Gateway Data Center Campus – Virginia | https://construction.globaldata.com/Projects/Overview/356615 | On Hold | Parent | 2000 | 2020 Q3 | Awaiting Confirmation |  | North America | United States | Virginia |  | between Va. 29 and Sudley Road | 20143 | Commercial & Leisure | Data Center | Data Center |  |  | New | Onshore | QTS Realty Trust Inc. (QTS Realty), a subsidiary owned by Blackstone Inc., is planning to construct a data center campus in Prince William County, Virginia, the US. The project involves the construction of a 1,050,000m2, 1000MW data center campus on 850ha of land. It includes the construction of 37 data center buildings, an 11.7ha of reforested area and 53.8ha of open space, an administrative space, distribution rooms, and parking facilities, and the installation of equipment and safety and security systems. Compass Datacenters LLC is appointed as the associated developer. On March 31, 2026, the Virginia Court of Appeals stalled the project by ruling the approval process invalid and upholding the residents’ right to challenge the decision. However, the Board of Supervisors voted unanimously to formally withdraw from the legal battle, ending the county's attempt to defend the project in court in April 2026. | 38.8542 | -77.573 | The project involves the construction of a 2,043,867m2, 1000MW data center campus on 850ha of land in Prince William County, Virginia, the US. The US$2,000 million project includes the following: 1. Construction of 37 data center buildings 2. Construction of an 11.7ha reforested area 3. Construction of 53.8ha of open space 4. Construction of an administrative space 5. Construction of electric distribution rooms 6. Construction of parking facilities 7. Installation of equipment 8. Installation of safety and security systems | Heating, ventilation and air conditioning (HVAC) |  |  | April 2026 - The Board of Supervisors voted unanimously to formally withdraw from the legal battle, ending the county's attempt to defend the project in court. March 2026 - The Virginia Court of Appeals stalled the project by ruling the approval process invalid and upholding the residents’ right to challenge the decision. October 2025 - Planning activities are underway. September 2025 - The residents win a lawsuit challenging the project. March 2025 - The project zoning plan was revoked after a lawsuit by residents. May 2024 - Planning activities are underway. July 2023 - Planning activities are underway. February 2023 - QTS refiled updated data center plans to Prince William County. October 2022 - The project received approvals from the county council. November 2021 - Study activities are underway. July 2021 - The Prince William Board of County Supervisors voted along party lines to examine the entire Pageland Lane corridor for data center uses. Q3 2020 - QTS Realty announced plans to build a data center campus in Prince William County. | No Major Development | 0 | Not Funded / Unconfirmed | Private | QTS Realty Trust LLC
504852 | 504845 | 2026-04-20 17:32 | SAMCA – Green it Aragón Data Center Complex: Ribera Alta del Ebro II Phase III – Aragon | SAMCA – Green it Aragón Data Center Complex – Aragon | https://construction.globaldata.com/Projects/Overview/504852 | Planning | Sub | 753 | 2025 Q2 | 2027 Q4 | 2030 Q4 | Europe | Spain | Aragon | Zaragoza |  |  | Commercial & Leisure | Data Center | Data Center | Overhead Lines | Medium | New | Onshore | Samca Group is planning to develop the Green it Aragón data center campus: the Ribera Alta del Ebro-II Phase III data center in Luceni, Zaragoza, Aragon, Spain. The project involves the construction of the Ribera Alta del Ebro II data center with a consumption capacity of 119MW. The project also includes the construction of electrical substations and related infrastructure, access and internal roads, administrative buildings, technical facilities, parking facilities, the installation of cooling and related equipment, and the laying of a 43km underground 220kV transmission line. The data center complex could be hyperscalable or colocation, depending on the rack and server type installed on this data campus. | 41.6561 | -0.87734 | The project involves the construction of the Green it Aragón data center campus: Ribera Alta del Ebro-II in Luceni, Zaragoza, Aragon, Spain. The US$753 million project includes the following: 1. Construction of the Ribera Alta del Ebro II data center with a consumption capacity of 119MW 2. Construction of electrical substations and related infrastructure 3. Construction of access and internal roads 4. Construction of administrative buildings 5. Construction of technical facilities 6. Construction of parking facilities 7. Installation of cooling and relevant equipment 8. Laying of a 43km underground transmission line with a capacity of 220kV | Green data center; Heating, ventilation and air conditioning (HVAC); Hyperscale Data Center |  |  | April 2026 - Administrative procedures are underway. April 2026 - Administrative procedures are underway. April 2025 - Samca Group announced plans to build the Green it Aragón data center campus: the Ribera Alta del Ebro II Phase III. | Project work on Schedule | 1 | Not Funded / Unconfirmed | Private | Renovables Samca SA
504851 | 504845 | 2026-04-20 17:28 | SAMCA – Green it Aragón Data Center Complex: Atalaya del Ebro Phase II – Aragon | SAMCA – Green it Aragón Data Center Complex – Aragon | https://construction.globaldata.com/Projects/Overview/504851 | Study | Sub | 753 | 2025 Q2 | 2027 Q1 | 2030 Q4 | Europe | Spain | Aragon | Zaragoza |  |  | Commercial & Leisure | Data Center | Data Center | Overhead Lines; Underground | Medium | New | Onshore | Samca Group is planning to develop the Green it Aragón data center campus: Atalaya del Ebro Phase II in Luceni, Zaragoza, Aragon, Spain. The project involves the construction of the Atalaya del Ebro 50MW data center. The project also includes the construction of an electrical substation and related infrastructure, access and internal roads, administrative buildings, technical facilities, parking facilities, and the installation of cooling and relevant equipment, and the laying of a 43km underground, 220kV transmission line. The data center complex could be hyperscalable or colocation, depending on the rack and type of server installed on this data campus. | 41.6561 | -0.87734 | The project involves the construction of the Green it Aragón data center campus: Atalaya del Ebro Phase II in Luceni, Zaragoza, Aragon, Spain. The US$753 million project includes the following: 1. Construction of the Atalaya del Ebro 50MW data center 2. Construction of an electrical substation and related infrastructure 3. Construction of access and internal roads 4. Construction of administrative buildings 5. Construction of technical facilities 6. Construction of parking facilities 7. Installation of cooling and relevant equipment 8. Laying of a 43km, 220kV transmission line | Colocation Data Center; Green data center; Heating, ventilation and air conditioning (HVAC); Hyperscale Data Center |  |  | April 2026 - The environmental impact study evaluation is underway. June 2025 - An environmental impact study commenced. April 2025 - Samca Group announced plans to develop 'Green it Aragón data center campus in Luceni. | Project work on Schedule | 1 | Not Funded / Unconfirmed | Private | Renovables Samca SA
380024 | 380024 | 2026-04-20 16:58 | AQ Compute – AQ-BCN1 Cerdanyola del Vallès Data Center – Catalonia | AQ Compute – AQ-BCN1 Cerdanyola del Vallès Data Center – Catalonia | https://construction.globaldata.com/Projects/Overview/380024 | Execution | Parent | 303 | 2022 Q3 | 2024 Q2 | 2026 Q4 | Europe | Spain | Catalonia | Cerdanyola del Valles |  |  | Commercial & Leisure | Data Center | Data Center |  |  | New | Onshore | Aquila Capital is undertaking the construction of the AQ-BCN1 data center in Cerdanyola del Vallès, Barcelona, Catalonia, Spain. The project involves the construction of a training, research, and innovation center complex, five data center buildings with a total capacity of 60MW, of which 15MW in the first phase, on a 4.3ha area, and the installation of cooling equipment, servers, electrical and mechanical equipment, and related technology equipment. CBRE Espana has been appointed as lead consultant, and the contract includes consultancy services, advice on Investment Banking, strategy, and location search in Europe, advice on debt for the granting of debt to the investment vehicle, Project Management for the development of projects, and Property & Facility Management. PQI, a joint venture of Power Quality Control SL and PGI Engineering awarded the design and project management consultant contract; the contract includes conceptual to the detail, the support in the bidding phase, and the subsequent direction of the work and support in the start-up. Bovis Project Management has been appointed as the project management consultant. GSE Group has been appointed as the construction contractor. Adequa Reim SL has been appointed as the client manager. | 41.4853 | 2.1088 | The project involves the construction of the AQ-BCN1 data center in Cerdanyola del Vallès, Barcelona, Catalonia, Spain. The US$303 million project includes the following: 1. Construction of a training, research, and innovation center complex 2. Construction of five data center buildings with a total capacity of 60MW, of which 15MW in the first phase, on a 4.3ha area 3. Installation of cooling equipment and servers 4. Installation of electrical, mechanical equipment, and related technology equipment | Colocation Data Center; Green data center; Heating, ventilation and air conditioning (HVAC); Hyperscale Data Center; LEED; Solar Rooftop; Tier 3 Data Center; Zero-Energy Building/Net-Zero Energy | The project is being built on the land in Parc de l'Alba that was previously owned by Cerámicas Catalonia in Cerdanyola del Vallès, Barcelona, Catalonia. The project aims to meet the growing demand for data center facilities for the IT industries in the region. The project will generate 300 direct jobs and another 300 indirect ones. In addition, in those companies that are users, up to 1,500 jobs will be created. The project will obtain the Net Zero Carbon certification, as well as the LEED Gold certification in two areas: LEED New Construction for Data Centers and LEED Core & Shell. |  | April 2026 - Construction works are underway for phase I. June 2025 - Construction works are underway for phase I. July 2024 - Construction works are underway. June 2024 - Construction works commenced. Q2 2024 - The construction contract was awarded to GSE Group. Q4 2023 - A tender was issued for construction contractors. July 2023 - The design contract was awarded to a joint venture Power Quality Control SL and PGI Engineering. January 2023 - A tender was issued for design and project management consultants. December 2022 - Planning activities are underway. September 2022 - Aquila Capital announced plans to build a data center in Barcelona. | Project work on Schedule | 1 | Not Funded / Unconfirmed | Private | AQ Compute Services Germany GmbH | GSE Group | PGI Engineering;Power Quality Control SL | Bovis Project Management;PGI Engineering;Power Quality Control SL
450527 | 380024 | 2026-04-20 16:55 | AQ Compute – AQ-BCN1 Cerdanyola del Vallès Data Center: Phase I – Catalonia | AQ Compute – AQ-BCN1 Cerdanyola del Vallès Data Center – Catalonia | https://construction.globaldata.com/Projects/Overview/450527 | Execution | Sub | 60 | 2022 Q3 | 2024 Q2 | 2026 Q3 | Europe | Spain | Catalonia | Cerdanyola del Valles |  |  | Commercial & Leisure | Data Center | Data Center |  |  | New | Onshore | Aquila Capital is undertaking the construction of the AQ-BCN1 data center: phase I in Cerdanyola del Vallès, Barcelona, Catalonia, Spain. The project involves the construction of a data center with a consumption capacity of 15MW, a training and research facility, and the installation of cooling equipment, servers, electrical and mechanical equipment, and related technology equipment. CBRE Espana has been appointed as lead consultant, and the contract includes consultancy services, advice on Investment Banking, strategy, and location search in Europe, advice on debt for the granting of debt to the investment vehicle, Project Management for the development of projects, and Property & Facility Management. In the third quarter of 2023, PQI, a joint venture of Power Quality Control SL and PGI Engineering awarded the design and project management consultant contract; the contract includes conceptual to the detail, the support in the bidding phase, and the subsequent direction of the work and support in the start-up. Bovis Project Management has been appointed as the project management consultant. GSE Group has been appointed as the construction contractor. Adequa Reim SL has been appointed as the client manager. | 41.4853 | 2.1088 | The project involves the construction of the AQ-BCN1 data center: phase I in Cerdanyola del Vallès, Barcelona, Catalonia, Spain. The US$60 million project includes the following: 1. Construction of a data center with a consumption capacity of 15MW 2. Construction of a training and research facility 3. Installation of cooling equipment 4. Installation of electrical and mechanical equipment 5. Installation of security and related technology equipment | Colocation Data Center; Green data center; Hyperscale Data Center; Solar Rooftop; Tier 3 Data Center |  |  | April 2026 - Construction works are underway. June 2025 - Construction works are underway. July 2024 - Construction works are underway. June 2024 - Construction works commenced. April 2024 - The construction contract was awarded to GSE Group. July 2023 - The design contract was awarded to a joint venture Power Quality Control SL and PGI Engineering. January 2023 - A tender was issued for design and project management consultants. December 2022 - Planning activities are underway. Q3 2022 - Aquila Capital announced plans to build the AQ-BCN1 data center in Barcelona. | Project work on Schedule | 1 | Not Funded / Unconfirmed | Private | AQ Compute Services Germany GmbH | GSE Group | PGI Engineering;Power Quality Control SL | Bovis Project Management;PGI Engineering;Power Quality Control SL
504272 | 504272 | 2026-04-20 16:32 | Eosol Energy – Lerdo Data Center Development – Durango | Eosol Energy – Lerdo Data Center Development – Durango | https://construction.globaldata.com/Projects/Overview/504272 | Study | Parent | 3300 | 2025 Q2 | 2030 Q2 | 2037 Q2 | South and Central America | Mexico | Durango |  |  |  | Commercial & Leisure | Data Center | Data Center |  | Low | New | Onshore | Spanish company Cuasar Data Center Norte Uno SAPI de CV, a subsidiary of EOSOL, is planning to build the Lerdo Data Center in Durango State, Mexico. The project involves the construction of a data center with 300MW consumption capacity and related infrastructure. The project will create 300 direct jobs and 2,000 indirect jobs. | 25.538 | -103.5355 | The project involves the construction of a Tier III world-class data center in Lerdo Municipality, Durango State, Mexico. The US$3,300 million project includes the following: 1. Construction of a data center with 300MW consumption capacity 2. Construction of related infrastructure | Heating, ventilation and air conditioning (HVAC); Tier 3 Data Center |  |  | April 2026 - We have not been able to obtain further updates on this project. We have retained the same project stage and amended the key dates accordingly. We will update the profile as soon as we obtain any new information. May 2025 - The project is in the early stage of development. April 2025 - Spanish company Cuasar Data Center Norte Uno S.A.P.I. de CV, a subsidiary of EOSOL, announced plans to build the Lerdo Data Center in Durango State, Mexico. | Information Unavailable |  | Not Funded / Unconfirmed | Private | Eosol Energy SL
551349 | 551349 | 2026-04-20 15:21 | Goodman – Goodman Innovation Centre San Jose – California | Goodman – Goodman Innovation Centre San Jose – California | https://construction.globaldata.com/Projects/Overview/551349 | Planning | Parent | 250 | 2025 Q1 | 2027 Q1 | 2028 Q4 | North America | United States | California | San Jose | 350 & 370 West Trimble Road | 95131 | Commercial & Leisure | Data Center | Data Center |  | Low | Redevelopment | Onshore | Goodman Group is planning to undertake the construction of a colocation data center in San Jose, California, the US. The site will be an integrated campus combining high value data centers with advanced manufacturing/warehouse space. The project involves the redevelopment of an existing manufacturing site with the construction of two centers totaling approximately 38,462m2 with up to 97.3MW of available power. It includes the construction data halls with racks, meeting rooms, office space, storage facilities and parking facilities, and the installation of power and cooling systems, safety and security systems. Goodman acquired the site from LBA Realty for US$200 million. | 37.3394 | -121.895 | The project involves the construction of a 38,462m2, two-building data center with a consumption capacity of 97.3MW on 18.5ha of land at 350 and 370 West Trimble Road in San Jose, California, the US. The US$250 million project includes the following: 1. Construction of data halls 2. Construction of meeting rooms 3. Construction of office space 4. Construction of storage facilities 5. Construction of parking facilities 6. Installation of power and cooling systems 7. Installation of safety and security systems | Colocation Data Center; Heating, ventilation and air conditioning (HVAC) |  |  | April 2026 - Planning activities are underway. October 2025 - Goodman acquired the 350 and 370 W. Trimble Road site from an affiliate of LBA Realty for US$200 million to build a data center. Q1 2025 - Goodman Group announced plans to build a data center in San Jose, California. | No Major Development | 0 | Not Funded / Unconfirmed | Private | Goodman Group
413980 | 413980 | 2026-04-20 14:49 | Delska – Riga LV DC1 – Riga | Delska – Riga LV DC1 – Riga | https://construction.globaldata.com/Projects/Overview/413980 | Construction Complete | Parent | 39 | 2022 Q2 | 2023 Q1 | 2026 Q2 | Europe | Latvia | Riga | Riga | Cuibes street 17 | LV-1063 | Commercial & Leisure | Data Center | Data Center |  |  | New | Onshore | Delska has undertaken the construction of a tier III, colocation data center in Riga, Latvia. The project involved the construction of a 7,100m2, 10MW data center with a capacity for 1,000 racks can support upto 250kw per rack. It included the construction of server rooms, meeting rooms, an administrative space, and parking facilities, and the installation of equipment, cooling systems, and safety and security systems. The project aims to be LEED green certified, and the project will be entirely powered by renewable energy from Northern European wind farms, solar parks, and hydroelectricity and rely on backup generators using Neste MY diesel, produced from renewables. Additionally, the facility will be equipped with an energy-efficient and innovative Vindur CoolWall, which supports air cooling and a high-density direct-to-chip cooling system. LVS Building has been appointed as the contractor. The project is also known as "Riga LV DC1". In April 2026, construction works were completed. | 56.946 | 24.1059 | The project involved the construction of a 7,100m2, 10MW data center with a capacity for 1,000 racks in Riga, Latvia. The US$39 million project included the following: 1. Construction of server rooms 2. Construction of meeting rooms 3. Construction of an administrative space 4. Construction of parking facilities 5. Installation of equipment 6. Installation of cooling systems 7. Installation of safety and security systems | Colocation Data Center; LEED; Tier 3 Data Center |  |  | April 2026 - Construction works completed. February 2026 - Construction activities are underway. December 2025 - Construction works are underway. August 2025 - The project was awarded the Uptime Institute Tier III Design Certification. March 2025 - Construction works are underway. October 28, 2024 - Topping out ceremony was held. February 2024 - Construction works are underway. July 2023 - Construction works are underway. Q2 2022 - Delska announced plans to construct a data center in Riga. | Construction Completed | 5 | Not Funded / Unconfirmed | Private | Delska | LVS Building SIA
413237 | 413237 | 2026-04-20 14:35 | Bridge Data Centres – MY03 Data Center – Kuala Lumpur | Bridge Data Centres – MY03 Data Center – Kuala Lumpur | https://construction.globaldata.com/Projects/Overview/413237 | Execution | Parent | 350 | 2021 Q1 | 2021 Q3 | 2027 Q4 | Asia-Pacific | Malaysia | Kuala Lumpur |  | MRANTI Park, Bukit Jalil | 57000 | Commercial & Leisure | Data Center | Data Center | Transformer Stations & Substations |  | New | Onshore | Bridge Data Centres (BDC), a subsidiary of Chindata Group, is constructing a hyperscale data center at MRANTI Park in Kuala Lumpur, Malaysia. The project involves the construction of a data center with a consumption capacity of 64MW comprising three buildings, along with a 132kV substation. It includes the construction of a warehouse, an office facility, and a storage facility, and the installation of servers, backup power supply systems, cooling systems, and safety and security systems. It will be implemented in two phases. Phase one includes the construction of a 40,877m2, six-story data center with a 16MW capacity, and phase two includes the construction of a 48MW data center. It features efficient cooling systems for AI and high-density workloads with cold plate and immersion solutions, delivering flexibility and rapid deployment. In June 2023, BDC signed an agreement with Malaysian Research Accelerator for Technology & Innovation (MRANTI), Malaysia’s central research and innovation commercialization agency, to develop the facility. Bond M&E Sdn Bhd has been appointed as a contractor, and Asima Architects Sdn Bhd as the architect. In July 2025, Phase one works are completed. | 3.0462 | 101.6944 | The project involves the construction of a data center with a consumption capacity of 64MW comprising three buildings, along with a 132kV substation in Kuala Lumpur, Malaysia. The US$350 million project includes the following: 1. Construction of a warehouse 2. Construction of an office facility 3. Construction of a storage facility 4. Installation of servers 5. Installation of backup power supply systems 7. Installation of cooling systems 8. Installation of safety and security systems | Elevator; Heating, ventilation and air conditioning (HVAC); Hyperscale Data Center; Potential E&E |  |  | April 2026 - Planning activities are underway on Phase II. September 2025 - Planning activities are underway on Phase II. July 2025 - Construction completed on Phase I. June 2024 - Construction activities are underway. January 2024 - Construction activities are underway. July 2023 - Phase I Construction activities are underway. Q1 2021 - Bridge Data Centres announced plans to build data center in Malaysia. | No Major Development | 0 | Not Funded / Unconfirmed | Private | Bridge Data Centres Malaysia |  | Asima Architects Sdn Bhd
413269 | 413237 | 2026-04-20 14:30 | Bridge Data Centres – MY03 Data Center: Phase II – Kuala Lumpur | Bridge Data Centres – MY03 Data Center – Kuala Lumpur | https://construction.globaldata.com/Projects/Overview/413269 | Planning | Sub | 250 | 2023 Q2 | 2026 Q4 | 2027 Q4 | Asia-Pacific | Malaysia | Kuala Lumpur |  | Bukit Jalil | 57000 | Commercial & Leisure | Data Center | Data Center |  | Low | New | Onshore | Bridge Data Centres (BDC), a subsidiary of Chindata Group, is planning to construct a hyperscale data center in Kuala Lumpur, Malaysia. The project involves the construction of a data center with 48MW of capacity. It includes the construction of a warehouse, an office facility, a storage facility, and the installation of servers, backup power supply systems, security systems, cooling systems, and advanced alarm systems. In June 2023, BDC signed an agreement with Malaysian Research Accelerator for Technology & Innovation (MRANTI), Malaysia’s central research and innovation commercialization agency, to develop the facility. | 3.0533 | 101.6803 | The project involves the construction of a data center with 48MW of capacity in Kuala Lumpur, Malaysia. The US$250 million project includes the following: 1. Construction of a warehouse 2. Construction of an office facility 3. Construction of a storage facility 4. Installation of servers 5. Installation of backup power supply systems 6. Installation of security systems 7. Installation of cooling systems 8. Installation of advanced alarm systems | Heating, ventilation and air conditioning (HVAC); Hyperscale Data Center |  |  | April 2026 - Planning activities are underway. September 2025 - Planning activities are underway. June 2025 - Planning activities are underway. June 2024 - Planning activities are underway. January 2024 - Planning activities are underway. July 2023 - The project is in initial stage of development. Q2 2023 - Bridge Data Centres announced plans to build MY03 Data Center: Phase II in Malaysia. | No Major Development | 0 | Not Funded / Unconfirmed | Private | Bridge Data Centres Malaysia
510471 | 510471 | 2026-04-20 14:27 | Colt DCS – London 5 Hyperscale Data Center – Greater London | Colt DCS – London 5 Hyperscale Data Center – Greater London | https://construction.globaldata.com/Projects/Overview/510471 | Pre-Design | Parent | 40 | 2024 Q4 | 2026 Q4 | 2028 Q4 | Europe | United Kingdom | Greater London | Hayes | Tudor Works, Beaconsfield Road. | UB4 0SL | Commercial & Leisure | Data Center | Data Center |  | Low | New | Onshore | Colt Data Centre Services plans to construct a hyperscale data center campus in London, UK. The project involves the construction of a 5,000m2 data center with a consumption capacity of 31.5MW. It includes the construction of five data halls with each one 1,000m2, server rooms, an administrative facility, drainage systems, parking spaces, hard and soft landscaping, associated infrastructure, ancillary office space, and associated facilities, and the installation of equipment, a cooling system, and safety and security systems. The facility is committed to operating on 100% renewable energy. Matrix Consulting Engineers Ltd was appointed as the consulting engineer, and Information Services Group, Inc., as the study consultant for the project. The project is part of Colt Data Centre Services’ Hayes data center campus. | 51.5099 | -0.39503 | The project involves the construction of a 5,000m2 data center with a consumption capacity of 31.5MW in Hayes, London, the UK. The US$40 million project includes the following: 1. Construction of five data halls 2. Construction of server rooms 3. Construction of an administrative facility 4. Construction of parking spaces 5. Construction of hard and soft landscaping 6. Construction of associated infrastructure 7. Construction of ancillary office space and associated facilities 8. Installation of equipment 9. Installation of the cooling system 10. Installation of safety and security systems | Green data center; Hyperscale Data Center |  |  | April 2026 - Pre-design activities are underway. October 2025 - Pre-design activities are underway. June 2025 - Planning activities are underway. Q4 2024 - Colt Data Centre Services announced plans to build a a hyperscale data center campus in Hayes. | No Major Development | 0 | Not Funded / Unconfirmed | Private | Colt Data Centre Services |  |  | Information Services Group, Inc.;Matrix Consulting Engineers Ltd
509694 | 509694 | 2026-04-20 14:22 | Cielo Digital – Clarksville Data Center Campus – Tennessee | Cielo Digital – Clarksville Data Center Campus – Tennessee | https://construction.globaldata.com/Projects/Overview/509694 | Planning | Parent | 700 | 2025 Q1 | 2027 Q2 | 2029 Q4 | North America | United States | Tennessee | Clarksville |  |  | Commercial & Leisure | Data Center | Data Center |  | Medium | New | Onshore | Cielo Digital Infrastructure is planning to undertake the construction of a hyperscale data center in Clarksville, Tennessee, the US. The project involves the construction of a data center with a consumption capacity of 350MW on 43.3ha of land. It includes the construction of data halls, meet-me rooms, server rooms, a substation, a parking facility, and the installation of generators and UPS units, cooling systems, and safety and security systems. It is equipped with reliable uninterruptible power supply (UPS) units and generators for backup power systems. It also features an advanced cooling system, ensuring optimal performance and efficiency with maximum reliability. | 36.5278 | -87.3589 | The project involves the construction of a data center with a consumption capacity of 350MW on 43.3ha of land in Clarksville, Tennessee, the US. The US$700 million project includes the following: 1. Construction of data halls 2. Construction of meet-me rooms 3. Construction of server rooms 4. Construction of a substation 5. Construction of a parking facility 6. Installation of generators and uninterruptible power supply (UPS) units 7. Installation of cooling systems 8. Installation of safety and security systems | Heating, ventilation and air conditioning (HVAC); Hyperscale Data Center |  |  | April 2026 - Planning activities are underway. September 2025 - Planning activities are underway. Q1 2025 - Cielo Digital Infrastructure announced plans to build a data center in Clarksville. | No Major Development | 0 | Not Funded / Unconfirmed | Private | Cielo Digital Infrastructure LLC
452957 | 452957 | 2026-04-20 13:27 | SDAIA – Expansion of Naqaa Data Center – Ar Riyad | SDAIA – Expansion of Naqaa Data Center – Ar Riyad | https://construction.globaldata.com/Projects/Overview/452957 | Execution | Parent | 61 | 2023 Q1 | 2026 Q1 | 2029 Q1 | Middle East and Africa | Saudi Arabia | Ar Riyad | Riyadh |  |  | Commercial & Leisure | Data Center | Data Center |  |  | Expansion | Onshore | Saudi Authority for Data & Artificial Intelligence (SDAIA) is planning to undertake the expansion of the Naqaa Data Center in Riyadh, Saudi Arabia. The project involves the construction of a data center building. It also includes the construction of administrative space, parking facilities, associated facilities, HVAC installation, power systems installation, and safety and security systems. The main contract tender was issued on May 20, 2024, and the last date for bid submission was July 21, 2024. The bids have been submitted and are currently in technical evaluation. In February 2025, the main contractor was awarded to Al Moammar Information Systems Co and the contract value is SAR 227.8 million (US$ 60.74 million). | 24.6877 | 46.7219 | Saudi Authority for Data & Artificial Intelligence (SDAIA) is planning to undertake the expansion of the Naqaa Data Center in Riyadh, Saudi Arabia. Reference no. 231139005439. The US$61 million project includes the following: 1. Expansion of data center building 2. Construction of an administrative space 3. Installation of electrical equipment 4. Installation of power systems 5. Installation of safety and security system 6. Construction of associated facilities |  | The expansion of a data center is planned in Riyadh. |  | April 2026 - The construction works are progressing on the project. December 2025 - We have not been able to obtain further updates on this project. We have retained the same project stage and amended the key dates accordingly. We will update the profile as soon as we obtain any new information. February 2025 - Al Moammar Information Systems Company has been appointed as the main contractor with an approximate contract value of SAR 227.8 million (US$ 60.74 million). January 2025 - The main contract bids are under evaluation. November 2024 - The main contract bids are under evaluation. August 09, 2024 - The main contract tender was issued on May 20, 2024, and the last date for bid submission was July 21, 2024. The bids have been submitted and are currently in technical evaluation. | Project work on Schedule | 1 | Not Funded / Unconfirmed | Public | Saudi Authority for Data and Artificial Intelligence | Al Moammar Information Systems Co
350627 | 350627 | 2026-04-20 13:00 | ST Telemedia Global Data Ctrs/ Triputra – Kota Deltamas Data Center – Jakarta | ST Telemedia Global Data Ctrs/ Triputra – Kota Deltamas Data Center – Jakarta | https://construction.globaldata.com/Projects/Overview/350627 | Execution | Parent | 360 | 2021 Q2 | 2022 Q1 | 2026 Q4 | Asia-Pacific | Indonesia | Jakarta | Jakarta | Greenland International Industrial Centre |  | Commercial & Leisure | Data Center | Data Center |  |  | New | Onshore | ST Telemedia Global Data Centers (STTGDC) and Triputra Group (TG) have undertaken the construction of a colocation data center campus in Bekasi, Jakarta, Indonesia. The project involves the construction of a data center campus with a total IT load capacity of 98MW. It includes the construction of four data center buildings, an on-site 150kV substation, an office facility, a storage facility, an administrative facility, and the installation of equipment. It will be implemented in phases. STT Jakarta 1 includes the construction of 18MW IT load, STT Jakarta 2 and 3 include 24MW IT load each and STT Jakarta 4 includes 32MW IT load. The project will be partly financed by investment company Temasek Holdings. In September 2024, a groundbreaking ceremony was held at STT Jakarta 2 (Phase II). The facility is committed to operating on grid utility and is equipped with reliable two 2N uninterruptible power supply (UPS) units and N+1 diesel generators for backup power systems. It also features liquid-cooled chillers with N+1 redundancy. The facility was designed to meet LEED Gold, ISO 20000, ISO 22301, ISO 27001, ISO 50001, SS 564, POJK Audit Assessment, IDX Audit Assessment, TVRA Assessment and PCI DSS certifications. The construction of STT Jakarta 2 is part of STT GDC’s broader strategy to expand its data center footprint in Indonesia. STT Jakarta 1 has been operational since June 2023 with a design IT capacity of 18MW. Construction of the second facility is underway and is expected to be completed by 2026. In April 2023, construction works commenced at STT Jakarta 3 and a topping-out ceremony was held at STT Jakarta 2. | -6.3755 | 107.1791 | The project involves the construction of a data center campus with a total IT load capacity of 98MW in Bekasi, Jakarta, Indonesia. The US$360 million project includes the following: 1. Construction of a warehouse 2. Construction of 150kV substation 3. Construction of four data center buildings 4. Construction of a storage facility 5. Construction of an office facility 6. Construction of an administrative facility 7. Installation of equipment | Colocation Data Center; Heating, ventilation and air conditioning (HVAC) | A data center is being built at a business park - Greenland International Industrial Centre, which is at Kota Deltamas, Cikarang in Bekasi. The purpose of the project is to address the increased need for data centers in Indonesia. |  | April 20, 2026 - We have not been able to obtain further updates on this project. We have retained the same project stage and amended the key dates accordingly. We will update the profile as soon as we obtain any new information. October 2025 - Construction activities are underway at Jakarta 2 and 3. April 2025 - Construction works commenced at Jakarta 3. January 2025 - Construction activities on Phase II are underway. September 2024 - A Ground breaking ceremony was held on phase II. March 2024 - We have not been able to obtain further updates on this project. We have retained the same project stage and amended the key dates accordingly. We will update the profile as soon as we obtain any new information. June 2023 - Construction works were completed on phase one. December 2022 - The topping-off ceremony was held for the phase one February 2022 - Construction activities are underway. December 2021 - Planning activities are underway. July 2021 - Project is in early stage of developement. Q2 2021 - STTGDC and TG announced plans to construct a data center in Bekasi, Jakarta. | Information Unavailable |  | Not Funded / Unconfirmed | Private | STT GDC Pte Ltd;Triputra Group
540403 | 350627 | 2026-04-20 13:00 | ST Telemedia Global Data Ctrs/ Triputra – STT Jakarta 2 Data Center – Jakarta | ST Telemedia Global Data Ctrs/ Triputra – Kota Deltamas Data Center – Jakarta | https://construction.globaldata.com/Projects/Overview/540403 | Execution | Sub | 80 | 2021 Q2 | 2024 Q3 | 2026 Q4 | Asia-Pacific | Indonesia | Jakarta | Jakarta | Greenland International Industrial Center (GIIC), Block EA No.1, Kota Deltamas, Kec. Cikarang | 17530 | Commercial & Leisure | Data Center | Data Center |  |  | New | Onshore | ST Telemedia Global Data Centres (STT GDC) and and Triputra Group (TG) are undertaking the construction of a colocation data center within the Greenland International Industrial Centre (GIIC) in Bekasi, Jawa Barat, Jakarta, Indonesia. The project involves the construction of a 21,291m2 data center campus with 24MW of IT load capacity. It includes data halls, an on-site 150kV substation, two loading bays, a staging room, meet-me rooms, and parking facility, and the installation of four elevators, safety and security systems. The facility draws power from the utility grid. It has N+1 UPS redundancy and N+1 diesel generator redundancy for power backup, and will use a high-efficiency water-cooled chiller cooling system with N+1 Fan Wall Units redundancy and targets a PUE of <1.3. The data center will meet the growing demands of AI and high-performance computing workloads. PT Total Bangun Persada Tbk has been appointed as the main contractor. STT Jakarta 2 is the second of four planned buildings at the company’s Jakarta campus. The facility was designed to meet LEED Gold, ISO 20000, ISO 22301, ISO 27001, ISO 50001, SS 564, POJK Audit Assessment, IDX Audit Assessment, TVRA Assessment and PCI DSS certifications. Construction works commenced in September 2024. | -6.3743 | 107.202 | The project involves the construction of a 21,291m2 data center with 24MW of IT load capacity located within the Greenland International Industrial Centre (GIIC) in Bekasi, Jawa Barat, Jakarta, Indonesia. The US$80 million project includes the following: 1. Construction of data halls 2. Construction of two loading bays 3. Construction of a staging room 4. Construction of an on-site 150kV substation 5. Construction of meet-me rooms 6. Construction of parking facility 7. Installation of four elevators 8. Installation of safety and security systems | Colocation Data Center; Elevator; Emergency power/Backup power; LEED |  |  | April 20, 2026 - We have not been able to obtain further updates on this project. We have retained the same project stage and amended the key dates accordingly. We will update the profile as soon as we obtain any new information. October 2025 - Construction works are underway. April 2025 - A topping-out ceremony was held. September 2024 - Construction works commenced. May 2021 - STT announced plans to build a data center in Jakarta. | Information Unavailable |  | Not Funded / Unconfirmed | Private | STT GDC Pte Ltd;Triputra Group | PT Total Bangun Persada Tbk
540320 | 540320 | 2026-04-20 12:17 | Sequitor Edge – Kearney Edge Data Center – Nebraska | Sequitor Edge – Kearney Edge Data Center – Nebraska | https://construction.globaldata.com/Projects/Overview/540320 | Planning | Parent | 30 | 2025 Q1 | 2026 Q4 | 2027 Q4 | North America | United States | Nebraska | Kearney | Tech oNE Crossing Data Park | 68847 | Commercial & Leisure | Data Center | Data Center |  | Medium | New | Onshore | Sequitor Edge is planning to construct a Tier III edge data center in Kearney, Nebraska, the US. The project involves construction of a 3,715m2 data center on 6ha of land. It includes the construction of data halls with racks, meeting rooms, office space, storage facilities and parking facilities, and the installation of power and cooling systems, safety and security systems. The project is part of 18-Facility Regional Expansion Plan. Morrissey Engineering has been appointed as the consulting engineer. Construction works are expected to be completed in the fourth quarter of 2027. | 40.6995 | -99.0815 | The project involves construction of a 3,715m2 data center on 6ha of land at Tech oNE Crossing Data Park in Kearney, Nebraska, the US. The US$30 million project includes the following: 1. Construction of data halls with racks 2. Construction of meeting rooms 3. Construction of office space 4. Construction of storage facilities 5. Construction of parking facilities 6. Installation of power and cooling systems 7. Installation of safety and security systems | Edge Data Center; Heating, ventilation and air conditioning (HVAC); Tier 3 Data Center |  |  | April 2026 - Planning activities are underway. October 2025 - Sequitor Edge acquires land at Tech oNE Crossing Data Park in Kearney. Q1 2025 - Sequitor Edge LLC announced plans to build a data center in Kearney. | No Major Development | 0 | Not Funded / Unconfirmed | Private | Sequitor Edge LLC |  | Morrissey Engineering
553037 | 553037 | 2026-04-20 11:43 | Iozera – Tetouan Data Center and AI Hub 386MW – Tanger-Tetouan | Iozera – Tetouan Data Center and AI Hub 386MW – Tanger-Tetouan | https://construction.globaldata.com/Projects/Overview/553037 | Planning | Parent | 500 | 2024 Q2 | 2028 Q3 | 2029 Q4 | Middle East and Africa | Morocco | Tanger-Tetouan | Tetouan |  |  | Commercial & Leisure | Data Center | Data Center |  | Medium | New | Onshore | The Iozera is planning to undertake the construction of a 386MW Data Centre and AI Hub at Eureka Park, Tetouan city, Morocco. The project involves the construction of 386MW data centres and an AI Hub. It also includes the server rooms, control rooms, security systems, electrical equipment, and safety and security equipment. | 35.5784 | -5.3684 | Iozera is undertaking the construction of a hyperscale data centre and AI hub in Tetouan, Tanger-Tetouan Region, Morocco. The park will also house GenV Data Management Services, which will focus on AI training, data management, labelling and annotating. The project is expected to revolutionise the artificial intelligence sector in the country and in Africa as a whole in the data centre space. The US$500 million project includes the following: 1. Construction of the hyperscale data centre core with server halls, GPU cluster zones, data storage, redundant infrastructure, backup power and reinforced security 2. Construction of associated ecosystem facilities: the GenV data centre, Ryse Research incubator/education centre, AI Expo pavilion, staff amenities, regulatory compliance measures, environmental sustainability systems and community engagement 3. Installation of mechanical, electrical, plumbing and HVAC systems suited to high-density AI workloads, including advanced cooling, fire suppression and energy-efficiency measures 3. Laying foundational infrastructure: high-capacity power lines, fibre-optic connectivity (including submarine cable links), internal roads, cable trays, and connections to renewable energy sources 4. Earthworks and site preparation: grading, drainage systems, foundations for main and ancillary buildings, structural pads and site remediation 5. Testing and commissioning of IT infrastructure, network and power delivery, cooling systems, safety and environmental controls, performance benchmarking. |  | A data centre is planned in Tetouan, Morocco. |  | April 2026 - The project is in initial stages of development. November 23, 2025 - The client has signed a Memorandum of Understanding (MoU) for the development of the project. | Project work on Schedule | 1 | Not Funded / Unconfirmed | Private | Iozera.AI Inc
376427 | 376427 | 2026-04-20 11:32 | Migsun Group – Greater Noida Mixed-Use Community – Uttar Pradesh | Migsun Group – Greater Noida Mixed-Use Community – Uttar Pradesh | https://construction.globaldata.com/Projects/Overview/376427 | Planning | Parent | 88 | 2022 Q1 | 2028 Q1 | 2030 Q3 | Asia-Pacific | India | Uttar Pradesh | Greater Noida |  | 201301 | Commercial & Leisure | Office Buildings | Office Buildings | Data Center; Warehouses | Low | New | Onshore | Migsun Group (MG) is planning to construct a mixed-use community in Greater Noida, Uttar Pradesh, India. The project involves the construction of a mixed-use community comprising six towers on 15.17ha of land. It includes the construction of 92,903m2 of warehousing, 148,644m2 of a data center, and 167,225m2 of office space spread over six towers, access roads, parking facilities, the installation of elevators, generators, and transformers, and safety and security systems. | 28.4983 | 77.3759 | The project involves the construction of a mixed-use community comprising six towers on 15.17ha of land in Greater Noida, Uttar Pradesh, India. The US$88 million (INR7,000 million) project includes the following: 1. Construction of 92,903m2 of warehousing 2. Construction of 148,644m2 of a data center 3. Construction of 167,225m2 of office space spread over six towers 4. Construction of access roads 5. Construction of parking facilities 6. Installation of elevators 7. Installation of generators and transformers 8. Installation of safety and security systems | Mixed-Use; Special Economic Zone | A mixed-use community is planned to be built in Greater Noida. The project aims to develop the special economic zone (SEZ) by providing better office, and storage facilities in the region. |  | April 20, 2026 - We have not been able to obtain further updates on this project. We have retained the same project stage and amended the key dates accordingly. We will update the profile as soon as we obtain any new information. May 2025 - Planning activities are underway. December 2024 - Planning activities are underway. February 2024 - Planning activities are underway. May 2023 - Planning activities are underway. September 2022 - Planning activities are underway. Q1 2022 - Migsun Group announced a plan to construct a mixed-use community in Greater Noida. | Information Unavailable |  | Not Funded / Unconfirmed | Private | Migsun Group
413791 | 413791 | 2026-04-20 10:24 | CapitaLand – Bangalore BAN01 Data Center – Karnataka | CapitaLand – Bangalore BAN01 Data Center – Karnataka | https://construction.globaldata.com/Projects/Overview/413791 | Execution | Parent | 162 | 2021 Q1 | 2024 Q3 | 2026 Q4 | Asia-Pacific | India | Karnataka | Bengaluru | within International Tech Park Bangalore (ITPB) located in Whitefield | 560066 | Commercial & Leisure | Data Center | Data Center |  |  | New | Onshore | CapitaLand Ltd (CapitaLand) is constructing a hyperscale data center in Whitefield, Bengaluru, Karnataka, India. The project involves the construction of a seven-storey data center with 27MW IT power capacity. It includes the construction of 12 data halls with 2,000kW–2,500kW IT power capacity per data hall, an on-site 220kV GIS substation, meeting rooms, office space, storage facilities and parking facilities, and the installation of 4,500 racks, elevator, safety and security systems. The facility draws power from the utility grid. It has N+N UPS redundancy and N+1 diesel generator redundancy for power backup, and will use a high-efficiency air-cooled chiller cooling system and Computer Room Air Conditioner (CRAC) units per data hall with N+2 redundancy. The project aims to achieve LEED Gold certification. | 12.986 | 77.7356 | The project involves the construction of a seven-storey data center with 27MW IT power capacity within International Tech Park Bangalore (ITPB) located in Whitefield, Bengaluru, Karnataka, India. The US$162 million project includes the following: 1. Construction of 12 data halls with 2,000kW–2,500kW IT power capacity per data hall 2. Construction of an on-site 220kV GIS substation 3. Construction of meeting rooms 4. Construction of office space 5. Construction of storage facilities 6. Construction of parking facilities 7. Installation of 4,500 racks 8. Installation of elevator 9. Installation of safety and security systems | Elevator; Heating, ventilation and air conditioning (HVAC); Hyperscale Data Center; LEED |  |  | April 2026 - Construction works are underway. October 2025 - Construction works are underway. July 2024 - Construction works commenced. March 2024 - The project received approvals. December 2023 - Planning activities are underway. July 2023 - Planning activities are underway. Q1 2021 - CapitaLand announced the plans to build the data center in Bangalore. | Project work on Schedule | 1 | Not Funded / Unconfirmed | Private | CapitaLand Group Pte Ltd
563424 | 563424 | 2026-04-20 08:04 | Monaco City – Monaco Larvotto Supérieur Mixed-Use Development – Commune de Monaco | Monaco City – Monaco Larvotto Supérieur Mixed-Use Development – Commune de Monaco | https://construction.globaldata.com/Projects/Overview/563424 | Design | Parent | 49 | 2019 Q1 | 2026 Q3 | 2028 Q4 | Europe | Monaco | Commune de Monaco | Monaco | At 19 Boulevard du Larvotto, in the heart of the La Rousse district. |  | Residential Buildings | Multi-Family Housing | Low-Rise Apartment Blocks | Data Center; Low-Rise Apartment Blocks | High | New | Onshore | The City Council of Monaco is planning to develop the "Larvotto Supérieur" project located on Boulevard du Larvotto in Monaco. The project involves the construction of a 35m high and 10-storey state-owned building on a plot of 1,080m2 on a steeply sloping site with a drop of around 17m. It includes the construction of 35 apartments for Monegasques, parking facilities with 94 spaces, a 1,318m2 data center for Monaco Telecom in two of the four underground levels in the building, and installation of 187m2 of solar paneling on the roof, a sun-shielding mesh façade to facilitate climbing plants, the heating and cooling systems connected to the energy-efficient urban thalassothermal network, generators, batteries, air conditioning systems, safety and security system. The project has obtained the HQE and a silver Mediterranean Sustainable Buildings of Monaco (BD2M) label. ATELIER BOISSON + Boisson architectes has been appointed as the architect and UBY group as the structural engineer and geotechnical consultant This project falls under Prince Albert’s National Housing Plan, first initiated in 2019 to cover shortfalls in the public housing market. | 43.7471 | 7.4341 | The project involves the development of the "Larvotto Supérieur" project located on Boulevard du Larvotto in Monaco. The US$49 million project includes the following: 1. Construction of a 35m high and 10-storey state-owned building on a plot of 1,080m2 on a steeply sloping site with a drop of around 17m 2. Construction of 35 apartments for Monegasques 3. Construction of parking facilities with 94 spaces 4. Construction of a 1,318m2 data center for Monaco Telecom in two of the four underground levels in the building 5. Installation of 187m2 of solar paneling on the roof 6. Installation of a sun-shielding mesh façade to facilitate climbing plants 7. Installation of the heating and cooling systems connected to the energy-efficient urban thalassothermal network 8. Installation of generators 9. Installation of batteries 10. Installation of air conditioning systems 11. Installation of safety and security system | Solar Rooftop |  |  | April 2026 - The national council has authorized the decommissioning of embankment, pavement and road parcels needed for construction to proceed. September 2025 - Design and other administrative activities are underway. January 2024 - The project has received the approval from the Monaco’s City Council. June 2023 - A tender has been issued for the selection of the general contractor. March 2023 - Planning activities are underway. October 2022 - Study activities are underway. June 2021 - Study activities are underway. November 2020 - Study activities are underway. February 28, 2019 - The City Council of Monaco announced plans to develop the "Larvotto Supérieur" project located on Boulevard du Larvotto in Monaco. | Major Authority Clearance Received | 3 | Not Funded / Unconfirmed | Public | City Council of Monaco |  | Atelier Boisson and Boisson Architectes | UBY
563664 | 563664 | 2026-04-20 06:38 | Popca – Newton Data Center Campus – Pennsylvania | Popca – Newton Data Center Campus – Pennsylvania | https://construction.globaldata.com/Projects/Overview/563664 | Planning | Parent | 280 | 2025 Q1 | 2027 Q2 | 2029 Q4 | North America | United States | Pennsylvania |  | Newton Road | 18504 | Commercial & Leisure | Data Center | Data Center |  | Medium | New | Onshore | Popca LLC is planning to build a data center campus along Newton Road in Newton Township, Lackawanna County, Pennsylvania, the US. The project involves the construction of a two-building data center campus on 30.7ha of land. It involves the construction of two 10.6m tall buildings covering 13,490m2 each, data halls, a substation, two-generation yards, a well and two stormwater management facilities, and the installation of safety and security systems. Popca first filed for zoning approval in January 2026, but the approval was rejected in February 2026 by Newton Township. | 41.451 | -75.7069 | The project involves the construction of a two-building data center campus on 30.7ha of land along Newton Road in Newton Township, Lackawanna County, Pennsylvania, the US. The US$280 million project includes the following: 1. Construction of two 10.6m tall buildings covering 13,490m2 each 2. Construction of data halls 3. Construction of a substation 4. Construction of two-generation yards 5. Construction of a well 6. Construction of two stormwater management facilities 7. Installation of safety and security systems | Heating, ventilation and air conditioning (HVAC) |  |  | April 2026 - Popca LLC has filed a zoning permit with Newton Township. Q4 2025 - Popca LLC announced plans to build a data center in Newton Township. | Major Authority Clearance Submitted | 1 | Not Funded / Unconfirmed | Private | Popca LLC
562801 | 562801 | 2026-04-20 06:37 | Q Digital – Nhon Hoi Industrial Park Data Center – Gia Lai | Q Digital – Nhon Hoi Industrial Park Data Center – Gia Lai | https://construction.globaldata.com/Projects/Overview/562801 | Planning | Parent | 500 | 2026 Q1 | 2027 Q3 | 2030 Q2 | Asia-Pacific | Vietnam | Gia Lai |  | Nhon Hoi Industrial Park |  | Commercial & Leisure | Data Center | Data Center |  | Medium | New | Onshore | Q Digital is planning to construct an AI hyperscale data center at Nhon Hoi Industrial Park, Gia Lai Province, Vietnam. The project involves the construction of a data center on 5ha of land. It involves the construction of data halls, server rooms, an administrative space, and the installation of generators, cooling systems, and safety and security systems. | 13.8787 | 109.2505 | The project involves the construction of a data center on 5ha of land in Gia Lai Province, Vietnam. The US$500 million project includes the following: 1. Construction of data halls 2. Construction of server rooms 3. Construction of an administrative space 4. Installation of generators 5. Installation of cooling systems 6. Installation of safety and security systems | Hyperscale Data Center |  |  | April 2026 - Planning activities are underway. Q1 2026 - Q Digital announced plans for the construction of a data center in Vietnam. | Project work on Schedule | 1 | Not Funded / Unconfirmed | Private | Q Digital Ltd
552358 | 552358 | 2026-04-20 01:43 | Vantage DC – Fredericksburg VA4 Data Center Campus – Virginia | Vantage DC – Fredericksburg VA4 Data Center Campus – Virginia | https://construction.globaldata.com/Projects/Overview/552358 | Execution | Parent | 2200 | 2025 Q1 | 2025 Q4 | 2030 Q4 | North America | United States | Virginia | Fredericksburg |  |  | Commercial & Leisure | Data Center | Data Center |  |  | New | Onshore | Vantage Data Centers is undertaking the construction of a hyperscale data center in Fredericksburg, Virginia, the US. The project involves the construction of an 86,307m2, three-building data center campus with a consumption capacity of 192MW on 33.1ha of land. It includes the construction of data halls, two meet-me rooms per building, server rooms, a substation and the installation of generators and uninterruptible power supply (UPS) units, cooling systems and safety and security systems. The facility is powered by a 270MW onsite substation through a reliable and dedicated power supply with 480V end-to-end electrical distribution by Dominion Energy. It will use a closed-loop chilled water system that reduces the usage of water and a liquid-to-liquid system with CDU-based equipment, which is capable of handling 100% of IT loads for cooling with N+1 redundancy. The facility is designed to achieve LEED (Leadership in Energy and Environmental Design) Silver certification. DPR Construction has been appointed as the general contractor. Construction commenced in November 2025, and the first building is scheduled for completion in the fourth quarter of 2027. It will create 1,100 construction and 50 operational jobs. | 38.3032 | -77.4605 | The project involves the construction of an 86,307m2, three-building data center campus with a consumption capacity of 192MW on 33.1ha of land in Fredericksburg, Virginia, the US. The US$2,200 million project includes the following: 1. Construction of data halls 2. Construction of two meet-me rooms per building 3. Construction of server rooms 4. Construction of a substation 5. Installation of generators and uninterruptible power supply (UPS) units 6. Installation of the cooling system 7. Installation of safety and security systems | Heating, ventilation and air conditioning (HVAC); Hyperscale Data Center; LEED |  |  | April 2026 - Construction works are underway. November 2025 - A groundbreaking ceremony was held marking the start of construction. Q1 2025 - Vantage Data Centers announced plans to build a data center campus in Fredericksburg. | Project work on Schedule | 1 | Not Funded / Unconfirmed | Private | Vantage Data Centers Management Co LLC | DPR Construction Inc
469956 | 469956 | 2026-04-19 16:31 | Saudi PIF – Global Artificial Intelligence (AI) Hub in Dammam – Eastern Province | Saudi PIF – Global Artificial Intelligence (AI) Hub in Dammam – Eastern Province | https://construction.globaldata.com/Projects/Overview/469956 | Announced | Parent | 25 | 2024 Q4 | 2027 Q2 | 2029 Q3 | Middle East and Africa | Saudi Arabia | Eastern Province | Dammam |  |  | Commercial & Leisure | Data Center | Data Center |  | Low | New | Onshore | The Public Investment Fund (PIF) is partnering with Google Cloud to construct a new global artificial intelligence (AI) hub in Dammam, Eastern Province of Saudi Arabia. The facility will deploy advanced AI infrastructure—such as tensor processing units (TPUs), graphics processing units (GPUs), and using the Vertex AI platform—to support generative AI and Arabic language models. The hub will serve industries, researchers, businesses, and educational institutions with high-performance AI tools and cloud services. It also aims to deliver upskilling programs for millions of students and professionals. The project involves the construction of Artificial Intelligence hub. It also includes the construction of parking facilities, control rooms, installation of safety and security systems, and associated facilities. Public Investment Fund (PIF), and US-based technology firm Google Cloud have announced a strategic partnership to establish a new global artificial intelligence (AI) hub near Dammam in the kingdom's Eastern Province. | 26.4344 | 50.1033 | The Public Investment Fund (PIF) is partnering with Google Cloud to construct a new global artificial intelligence (AI) hub in Dammam, Eastern Province of Saudi Arabia. The facility will deploy advanced AI infrastructure—such as tensor processing units (TPUs), graphics processing units (GPUs), and using the Vertex AI platform—to support generative AI and Arabic language models. The hub will serve industries, researchers, businesses, and educational institutions with high-performance AI tools and cloud services. It also aims to deliver upskilling programs for millions of students and professionals. The US$25 million project includes the following: 1. Construction of an artificial intelligence hub 2. Construction of control rooms 3. Installation of safety and security systems 4. Parking facilities 5. Construction of associated facilities |  | Artificial Intelligence hub is planned to be built in Dammam. |  | April 2026 - We have not been able to obtain further updates on this project. We have retained the same project stage and amended the key dates accordingly. We will update the profile as soon as we obtain any new information. July 2025 - We have not been able to obtain further updates on this project. We have retained the same project stage and amended the key dates accordingly. We will update the profile as soon as we obtain any new information. November 01, 2024 - PIF and Google Cloud has signed a strategic partnership agreement to establish the project. | Information Unavailable |  | Not Funded / Unconfirmed | Private | Public Investment Fund
440023 | 440023 | 2026-04-19 09:16 | Saudi Fransi Capital – Two Data Centers Expansion in Dammam – Eastern Province | Saudi Fransi Capital – Two Data Centers Expansion in Dammam – Eastern Province | https://construction.globaldata.com/Projects/Overview/440023 | Planning | Parent | 41 | 2023 Q2 | 2027 Q2 | 2029 Q4 | Middle East and Africa | Saudi Arabia | Eastern Province | Dammam |  |  | Commercial & Leisure | Data Center | Data Center |  | Low | Expansion | Onshore | Saudi Fransi Capital is planning to undertake the expansion of two data centers in Dammam, Saudi Arabia.The upgrade responds to rising demand for high-capacity data hosting and cloud services, and follows ongoing work under Phase I. The project includes the expansion of two data centers. This also includes the construction of an administrative space, parking facilities, and other associated facilities and the installation of a HVAC systems, power systems, and a safety and security system. Al Moammar Information Systems Co. has been appointed as the developer for the project. | 26.4344 | 50.1033 | Saudi Fransi Capital is planning to undertake the expansion of two data centers in Dammam, Saudi Arabia.The upgrade responds to rising demand for high-capacity data hosting and cloud services, and follows ongoing work under Phase I. The US$41 million project included the following: 1. Construction of data center building 2. Construction of an administrative space 3. Construction of parking facilities 4. Construction of associated facilities 5. Installation of a Heating, Ventilation, and Air Conditioning (HVAC) systems 6. Installation of power systems 7. Installation of a safety and security system |  | Two data centers are planned to be expanded in Dammam. |  | April 2026 - We have not been able to obtain further updates on this project. We have retained the same project stage and amended the key dates accordingly. We will update the profile as soon as we obtain any new information. July 2025 - We have not been able to obtain further updates on this project. We have retained the same project stage and amended the key dates accordingly. We will update the profile as soon as we obtain any new information. December 2024 - We have not been able to obtain further updates on this project. We have retained the same project stage and amended the key dates accordingly. We will update the profile as soon as we obtain any new information. February 2024 - Al Moammar Information Systems Co has been appointed as the developer for the project. | Information Unavailable |  | Not Funded / Unconfirmed | Private | Saudi Fransi Capital
467008 | 467008 | 2026-04-19 08:37 | SDAIA – Data Centre in Salboukh – Ar Riyad | SDAIA – Data Centre in Salboukh – Ar Riyad | https://construction.globaldata.com/Projects/Overview/467008 | Execution | Parent | 150 | 2023 Q3 | 2025 Q4 | 2027 Q4 | Middle East and Africa | Saudi Arabia | Ar Riyad | Riyadh |  |  | Commercial & Leisure | Data Center | Data Center |  |  | New | Onshore | Saudi Authority for Data & Artificial Intelligence (SDAIA) is undertaking the construction of a 20 megawatt (IT load) data centre in Salboukh, north of Riyadh, Saudi Arabia. The facility will cover approximately 30,000 square metres of built-up area and is being developed under a contract awarded to local construction firm Albawani. It forms part of the Kingdom’s National Data Centre Strategy to meet growing demand for cloud, AI, and digital services, providing critical infrastructure that supports data storage, high-performance computing, and sovereign data residency requirements. The centre will serve government and enterprise workloads with high standards for reliability, security, and energy systems. The project involves the construction of a data centre building. It also includes the construction of administrative space, parking facilities, associated facilities, HVAC installation, power systems installation, and safety and security systems. AJi Group is the design consultant. The tender for the main contract has been issued, and the last date for bid submission is on October 31, 2024. Al Bawani, amongst other have been invited to bid for the project. The main contract bids are under evaluation. The main contract is yet to be awarded for the project. Nesma & Partners, Al-Rashid Trading & Contracting and El Seif Engineering Contracting have submitted the bids. In November 2025, The construction works have been commenced on the project. In April 2026, The construction works are progressing on the project. | 24.6877 | 46.7219 | Saudi Authority for Data & Artificial Intelligence (SDAIA) is undertaking the construction of a 20 megawatt (IT load) data centre in Salboukh, north of Riyadh, Saudi Arabia. The facility will cover approximately 30,000 square metres of built-up area and is being developed under a contract awarded to local construction firm Albawani. It forms part of the Kingdom’s National Data Centre Strategy to meet growing demand for cloud, AI, and digital services, providing critical infrastructure that supports data storage, high-performance computing, and sovereign data residency requirements. The centre will serve government and enterprise workloads with high standards for reliability, security, and energy systems. The US$150 million project includes the following: 1. Expansion of data centre building (20 MW) 2. Construction of an administrative space 3. Laying of the utility networks 4. Infrastructure works, including site preparation works 5. Earthworks and foundation works 6. Installation of electrical equipment 7. Installation of power systems 8. Installation of the safety and security system 9. Construction of associated facilities | Heating, ventilation and air conditioning (HVAC) | A new data center is planned in Salboukh area, North of Riyadh. |  | April 2026 - The construction works are progressing on the project. November 2025 - The construction works have commenced on the project. July 2025 - Al Bawani has been appointed as the main contractor on the project. May 2025 - The main contract is yet to be awarded for the project. Nesma Infrastructure & Technology , Al-Rashid Trading & Contracting and El Seif Engineering Contracting has submitted the bids. April 2025 - The main contract bids are under evaluation. March 2025 - The main contract bids are under evaluation. November 2024 - Al Bawani amongst others have submitted bids on the project. November 2024 - The main contract bid submission date has been extended from October 31, 2024 to November 17, 2024. October 2024 - Al Bawani, Nesma & Partners, Almabani, Al-Rashid Trading & Contracting and El Seif Engineering Contracting Company amongst others have been invited to bid on October 31, 2024. September 27, 2024 - The tender for the main contract has been issued and the last date for bid submission is on October 31, 2024. Al Bawani amongst other have been invited to bid for the project. | Project work on Schedule | 1 | Not Funded / Unconfirmed | Public | Saudi Authority for Data and Artificial Intelligence | Al Bawani Co Ltd |  | AJi Group
563586 | 563586 | 2026-04-17 15:42 | Private Dev – Tonawanda Data Center – New York | Private Dev – Tonawanda Data Center – New York | https://construction.globaldata.com/Projects/Overview/563586 | Planning | Parent | 2000 | 2025 Q1 | 2026 Q4 | 2027 Q4 | North America | United States | New York | Tonawanda | 3800 River Road | 14150 | Commercial & Leisure | Data Center | Data Center |  | Medium | New | Onshore | A private developer is planning to undertake the construction of a hyperscale data center at 3875 and 3800 River Road, Tonawanda, New York, the US. The project involves the construction of a 46,450m2 data center with a consumption capacity of 300MW on 57ha of land. It includes the construction of data halls, server rooms, an administrative space, a substation, and the installation of generators, cooling systems, and safety and security systems. The facility drwas power through utility grid. It aims to redevelop the former Tonawanda Coke Corp plant into a data center. Ontario Specialty Contracting has been appointed as an excavation contractor. Construction is scheduled to commence in the fourth quarter of 2026 and is expected to be completed by the end of 2027. | 42.9783 | -78.9373 | The project involves the construction of a 46,450m2 data center with a consumption capacity of 300MW on 57ha of land in Tonawanda, New York, the US. The US$2,000 million project includes the following: 1. Construction of data halls 2. Construction of server rooms 3. Construction of an administrative space 4. Construction of a substation 5. Installation of generators 6. Installation of cooling systems 7. Installation of safety and security systems | Hyperscale Data Center |  |  | April 2026 - A private developer submitted the project plans to the Town of Tonawanda planning board. Q1 2025 - A private developer announced plans for the construction of a data center in New York. | Major Authority Clearance Submitted | 1 | Not Funded / Unconfirmed | Private | Private Developer
537233 | 537233 | 2026-04-17 15:41 | Mapletree Ind – Mapletree Mumbai Data Center – Maharashtra | Mapletree Ind – Mapletree Mumbai Data Center – Maharashtra | https://construction.globaldata.com/Projects/Overview/537233 | Planning | Parent | 700 | 2025 Q2 | 2027 Q1 | 2029 Q4 | Asia-Pacific | India | Maharashtra | Mumbai |  |  | Commercial & Leisure | Data Center | Data Center |  | Medium | New | Onshore | Mapletree Industrial Trust (MIT) is planning to undertake the construction of a data center in Mumbai, Maharashtra, India. The project involves the construction of a data center with a consumption capacity of 400MW. It includes the construction of data halls, meet-me rooms, server rooms, a substation, a parking facility and the installation of generators and uninterruptible power supply (UPS) units, cooling systems and safety and security systems. It will be equipped with reliable uninterruptible power supply (UPS) units and generators for backup power systems. It also features an advanced cooling system, ensuring optimal performance and efficiency with maximum reliability. | 19.0728 | 72.8826 | The project involves the construction of a data center with a consumption capacity of 400MW in Mumbai, Maharashtra, India. The US$700 million project includes the following: 1. Construction of data halls 2. Construction of meet-me rooms 3. Construction of server rooms 4. Construction of a substation 5. Construction of a parking facility 6. Installation of generators and uninterruptible power supply (UPS) units 7. Installation of the cooling system 8. Installation of safety and security systems | Heating, ventilation and air conditioning (HVAC) |  |  | April 2026 - Planning activities are underway. October 2025 - Planning activities are underway. Q2 2025 - Mapletree announced plans to build a data center in Mumbai, Maharashtra. | No Major Development | 0 | Not Funded / Unconfirmed | Private | Mapletree Industrial Trust Management Ltd
539909 | 539901 | 2026-04-17 15:31 | Innova Renew – East Claydon Data Center – Buckinghamshire | Innova Renew – UK Data Centers Development Program – United Kingdom | https://construction.globaldata.com/Projects/Overview/539909 | Planning | Parent | 700 | 2025 Q1 | 2028 Q1 | 2031 Q2 | Europe | United Kingdom | Buckinghamshire | Aylesbury | East Claydon | MK18 2AY | Commercial & Leisure | Data Center | Data Center |  | Low | New | Onshore | Innova Renewables is planning to undertake the construction of a colocation data center in East Claydon, Buckinghamshire, the UK. The project involves the construction of a data center with a consumption capacity of 500MW. It includes the construction of data halls, meet-me rooms, server rooms, a substation, a battery energy storage system, parking facilities, and the installation of generators, cooling systems, and safety and security systems. The facility will be operated on 100% renewable energy, solar and Battery Energy Storage Systems (BESS). In October 2025, the proposals were submitted as part of the National Energy System Operator’s (NESO) "Gate 2 to Whole Queue process" reform of the UK's grid connections queue. Innova expects the rulings under the Gate 2 applications (the decisions made by the National Energy System Operator (NESO) regarding whether the project meets the criteria for entry into the connection queue) in the fourth quarter of 2025 and expects to be awarded connection dates between 2029 and 2032, based on the specific substations. | 51.8161 | -0.81304 | The project involves the construction of a data center with a consumption capacity of 500MW in East Claydon, Buckinghamshire, the UK. The US$700 million project includes the following: 1. Construction of data halls 2. Construction of meet-me rooms 3. Construction of server rooms 4. Construction of a substation 5. Construction of parking facilities 6. Construction of a battery energy storage system 7. Installation of generators 8. Installation of the cooling systems 9. Installation of safety and security systems | Colocation Data Center; Heating, ventilation and air conditioning (HVAC) |  |  | April 2026 - Innova is awaiting planning approval. October 2025 - Innova Renewables submitted the project plans to NESO. Q1 2025 - Innova Renewables announced plans for the construction of a data center in East Claydon. | Project Awaiting Approvals | 0 | Not Funded / Unconfirmed | Private | Innova Renewables
539907 | 539901 | 2026-04-17 15:31 | Innova Renew – Overton Data Center – Hampshire | Innova Renew – UK Data Centers Development Program – United Kingdom | https://construction.globaldata.com/Projects/Overview/539907 | Planning | Parent | 600 | 2025 Q1 | 2027 Q2 | 2029 Q4 | Europe | United Kingdom | Hampshire | Basingstoke | Overton Village | RG25 3LY | Commercial & Leisure | Data Center | Data Center |  | Low | New | Onshore | Innova Renewables is planning to undertake the construction of a colocation data center in Overton village, Basingstoke, Hampshire, the UK. The project involves the construction of a data center with a consumption capacity of 500MW. It includes data halls, battery energy storage systems, a substation, conference rooms, break rooms, meet-me rooms, server rooms and parking spaces, and the installation of racks and safety and security systems. The facility is committed to operating on renewable energy and will feature an advanced cooling system, ensuring optimal performance and efficiency with maximum reliability. In October 2025, the proposals were submitted as part of the National Energy System Operator’s (NESO) "Gate 2 to Whole Queue process" reform of the UK's grid connections queue. | 51.2365 | -1.2753 | The project involves the construction of a data center with a consumption capacity of 500MW in Overton village, Basingstoke, Hampshire, the UK. The US$600 million project includes the following: 1. Construction of data halls 2. Construction of battery energy storage system 3. Construction of conference rooms 4. Construction of break rooms 5. Construction of server rooms 6. Construction of a substation 7. Construction of meet-me rooms 8. Construction of parking spaces 9. Installation of UPS/generators 10. Installation of racks 11. Installation of safety and security systems | Colocation Data Center; Energy storage; Heating, ventilation and air conditioning (HVAC) |  |  | April 2026 - Planning activities are underway. October 2025 - Innova Renewables submitted the project plans to NESO. Q1 2025 - Innova Renewables announced plans to build a data center in Hampshire. | No Major Development | 0 | Not Funded / Unconfirmed | Private | Innova Renewables
552481 | 552481 | 2026-04-17 15:18 | New Era Helium – Lea County AI Data Center – New Mexico | New Era Helium – Lea County AI Data Center – New Mexico | https://construction.globaldata.com/Projects/Overview/552481 | Planning | Parent | 1000 | 2025 Q4 | 2027 Q1 | 2032 Q4 | North America | United States | New Mexico | Hobbs | Lea County |  | Commercial & Leisure | Data Center | Data Center |  | Medium | New | Onshore | New Era Energy & Digital Inc., formerly known as New Era Helium, is planning to undertake the construction of an AI hyperscale data center in Lea County, Hobbs, New Mexico, the US. The project involves the construction of a 7,000MW AI data center campus on 1,416ha of land. It includes the construction of data halls, server rooms, and a substation, and the installation of cooling systems, racks, and safety and security systems. The project will be powered by 2,000MW of natural gas generation alongside a planned 5,000MW nuclear installation. The initial project phase is scheduled to be completed by 2028. | 32.7837 | -104.093 | The project involves the construction of a 7,000MW data center campus on 1,416ha of land in New Mexico, the US. The US$1,000 million project includes the following: 1. Construction of data halls 2. Construction of server rooms 3. Construction of a substation 4. Installation of cooling systems 5. Installation of racks 6. Installation of safety and security systems | Hyperscale Data Center |  |  | April 2026 - Planning activities are underway. February 2026 - The project is banned under the Clear Horizons Act. November 2025 - New Era Energy & Digital announced a plan to construct a data center campus in Hobbs. | No Major Development | 0 | Not Funded / Unconfirmed | Private | New Era Energy & Digital Inc
539454 | 539454 | 2026-04-17 15:09 | DC Connects/ Warburg Pincus / Wide Creek – Yongin Hyperscale Data Center – Gyeonggi-do | DC Connects/ Warburg Pincus / Wide Creek – Yongin Hyperscale Data Center – Gyeonggi-do | https://construction.globaldata.com/Projects/Overview/539454 | Execution | Parent | 200 | 2025 Q1 | 2025 Q3 | 2027 Q4 | Asia-Pacific | South Korea | Gyeonggi-do |  | Yongin |  | Commercial & Leisure | Data Center | Data Center |  |  | New | Onshore | DC Connects, Wide Creek AMC, and Warburg Pincus are undertaking the construction of a hyperscale data center in Yongin City, Seoul, South Korea. The project involves the construction of a 58,000m2, two data center buildings with a consumption capacity of 80MW. It includes the construction of six data halls, server rooms, an administrative space, two meet-me rooms, and the installation of generators, equipment, and safety and security systems. The facility will feature an air- and liquid-cooling system, including fan walls and coolant distribution units (CDUs), capable of supporting densities ranging from 60kW to 200kW. The facility will deliver the reliability, efficiency, and high-density capabilities that tenants need to operate at scale and is designed to serve as the optimal choice for clients pursuing AI adoption and digital transformation. Construction works are expected to be completed in 2027. | 37.2406 | 127.1786 | The project involves the construction of a 58,000m2, two data center buildings with a consumption capacity of 80MW in Seoul, South Korea. The US$200 million project includes the following: 1. Construction of six data halls 2. Construction of server rooms 3. Construction of an administrative space 4. Construction of two meet-me rooms 5. Installation of generators 6. Installation of equipment 7. Installation of security and safety systems | Heating, ventilation and air conditioning (HVAC); Hyperscale Data Center |  |  | April 2026 - Construction activities are underway. September 2025 - A ground-breaking ceremony was held. Q1 2025 - DC Connects, Wide Creek AMC, and Warburg Pincus announced plans for the construction of a data center in South Korea. | Project work on Schedule | 1 | Not Funded / Unconfirmed | Private | DC Connects Co Ltd;Warburg Pincus LLC;Wide Creek Asset Management
563788 | 563788 | 2026-04-17 14:58 | Stack Infra – POR03 Data Center Campus Expansion – Oregon | Stack Infra – POR03 Data Center Campus Expansion – Oregon | https://construction.globaldata.com/Projects/Overview/563788 | Planning | Parent | 240 | 2022 Q3 | 2027 Q1 | 2030 Q4 | North America | United States | Oregon | Portland | 4735 NE Starr Boulevard | 97124 | Commercial & Leisure | Data Center | Data Center |  | Medium | Expansion | Onshore | Stack Infrastructure is planning to expand a Hyperscale data center campus in Hillsboro, Oregon, in the US. The project involves the expansion of a data center with a consumption capacity of 121MW. It includes the construction of data halls, server rooms, a substation and the installation of generators and uninterruptible power supply (UPS) units, cooling systems and safety and security systems. The project will be developed in phases. Phase I POR03D involves the construction of a 25MW data center building. Phase II POR03E involves the construction of a 42MW data center building and Phase III POR03F involves the construction of a 54MW data center building. The news of the expansion was announced by Stack in July 2022. Phase I is scheduled for completion by the fourth quarter of 2027. | 45.5546 | -122.9372 | The project involves the expansion of a data center with a consumption capacity of 121MW at its Hillsboro campus in Oregon, the US. The US$240 million project includes the following: 1. Construction of data halls 2. Construction of server rooms 3. Construction of a substation 4. Installation of generators and uninterruptible power supply (UPS) units 5. Installation of the cooling system 6. Installation of safety and security systems | Heating, ventilation and air conditioning (HVAC); Hyperscale Data Center |  |  | April 2026 - Planning activities are underway. Q1 2026 - Stack Infrastructure announced plans to expand its Hillsboro data center campus in Oregon. | Project work on Schedule | 1 | Not Funded / Unconfirmed | Private | Stack Infrastructure
453586 | 453586 | 2026-04-17 14:40 | Dc Blox DC – Flea Market Site Data Center – Virginia | Dc Blox DC – Flea Market Site Data Center – Virginia | https://construction.globaldata.com/Projects/Overview/453586 | Cancelled | Parent | 100 | 2023 Q3 | Awaiting Confirmation | 2024 Q4 | North America | United States | Virginia | Richmond | 5209 Wilkinson Road | VA 23227 | Commercial & Leisure | Data Center | Data Center |  |  | Redevelopment | Onshore | DC Blox (DC) was planning to construct a hyperscale data center campus at 5209 Wilkinson Road, Azalea Flea Market, between Richmond Henrico Turnpike and Wilkinson Road in Richmond, Virginia. The project involved the construction of a 6,038m2 data center with a consumption capacity of 10MW on 2ha of land. It included the construction of server rooms, meeting rooms, an administrative space, and parking facilities, and the installation of equipment and safety and security systems. HKS Architects has been appointed as the architect, Burr Computer Environments as the MEP Consultant, IMEG Corp as the civil engineer, and CJG Engineers as the structural engineer. In November 2024, the project was cancelled as the developer withdrew the plans due to residents' opposition. | 37.6049 | -77.4258 | The project involved the construction of a 6,038m2 hyperscale data center with a consumption capacity of 10MW on 2ha of land in Richmond, Virginia. The US$100 million project included the following: 1. Construction of server rooms 2. Construction of meeting rooms 3. Construction of an administrative space 4. Construction of parking facilities 5. Installation of equipment 6. Installation of safety and security systems | Colocation Data Center; Heating, ventilation and air conditioning (HVAC) |  |  | November 2024 - The project has been cancelled as developer withdrawn the plans due to residents opposition. October 2024 - Henrico Planning Commission recommended the rejection of the project plans. September 2024 - The county commission has deferred the project plans and asked to address the concerns related to the project. August 2024 - BWS has filed project plans with Henrico County Commission. Q3 2023 - DC blox and BWS announced plans to construct data centers in Richmond. | Project has been Cancelled | -5 | Not Funded / Unconfirmed | Private | Dc Blox Data Centers |  | Hks Architects P C | Burr Computer Environments Inc;CJG Engineers;IMEG Corp
560868 | 560868 | 2026-04-17 14:39 | Orid – Hamyang-gun AI Data Center – Gyeongsangnam-do | Orid – Hamyang-gun AI Data Center – Gyeongsangnam-do | https://construction.globaldata.com/Projects/Overview/560868 | Design | Parent | 952 | 2025 Q2 | 2027 Q1 | 2029 Q4 | Asia-Pacific | South Korea | Gyeongsangnam-do |  | Hamyang-gun |  | Commercial & Leisure | Data Center | Data Center |  | High | New | Onshore | Orid Korea is planning to construct a hyperscale AI data center within Hucheon General Industrial Complex in Hamyang-gun, Gyeongsangnam-do, South Korea. The project involves the construction of a data center with a consumption capacity of 100MW. It includes the construction of data halls, server rooms, an administrative space, and the installation of generators, cooling systems, and safety and security systems. It will be developed in two phases. Phase I includes the construction of a 30,807m2 data center with a capacity of 40MW on 4.2ha of land, and it will expand to 71,799m2 floor area with a capacity of 100MW. The main facilities will comprise two five-story computer buildings and one three-story operations building. Heerim Architects & Planners is in charge of the overall design. In 2025, Hamyang-gun and Korea Electric Power Corporation signed a power supply agreement for the facility. It will utilise an air-cooled system for cooling. In April 2026, the project received final permits and approvals for phase I. Construction is scheduled to commence in the first quarter of 2027. | 35.5204 | 127.7253 | The project involves the construction of a data center with a consumption capacity of 100MW in Hamyang-gun, Gyeongsangnam-do, South Korea. The US$956 million project includes the following: 1. Construction of data halls 2. Construction of server rooms 3. Construction of an administrative space 4. Installation of generators 5. Installation of cooling systems 6. Installation of safety and security systems | Heating, ventilation and air conditioning (HVAC); Hyperscale Data Center |  |  | April 2026 - The project received its final permits and approvals for phase I. March 2026 - Planning activities are underway. February 2026 - The project passed the power system impact assessment of the Ministry of Climate and Energy Environment. Q2 2025 - Orid Korea announced plans for the construction of a data center in Hamyang. | Major Authority Clearance Received | 3 | Not Funded / Unconfirmed | Private | Orid Co Ltd |  | Heerim Architects & Planners Co Ltd
401019 | 401019 | 2026-04-17 14:37 | ST Telemedia Global Data Ctrs – Uttar Pradesh Data Center Development Program – Uttar Pradesh | ST Telemedia Global Data Ctrs – Uttar Pradesh Data Center Development Program – Uttar Pradesh | https://construction.globaldata.com/Projects/Overview/401019 | Execution | Program | 494 | 2019 Q1 | 2021 Q2 | 2029 Q4 | Asia-Pacific | India | Uttar Pradesh |  |  |  | Commercial & Leisure | Data Center | Data Center |  |  | New | Onshore | ST Telemedia Global Data Centres (STT GDC) is undertaking the construction of data centres across Uttar Pradesh, India. The program involves the construction of data centres in Noida and Lucknow. It includes the construction of an office space, administration space, access roads, parking facilities, and the installation of machinery and safety and security systems. The Noida data centre, known as "STT Noida," involves the construction of a 35MW data centre on 1.2ha of land. The project is being developed in two phases. The US$82 million first phase, known as STT Noida DC1, includes the construction of a six-storey, 17MW data center and office building. The US$68 million second phase, known as STT Noida DC2, includes the construction of an 18MW data centre. Construction works on the STT Noida DC1 commenced in June 2021, and construction on the STT Noida DC2 commenced in late 2021. Construction of the STT Noida DC1 was completed in 2024. The facility draws power from the utility grid. It will be equipped with distributed redundant UPS systems with dedicated battery backup and generators. It will use N+1 air-cooled chillers & pumps. The program is in various stages of implementation. | 27.3299 | 80.5628 | The program involves the construction of data centres in Noida and Lucknow of Uttar Pradesh, India. The US$494 million (INR41,000 million) program includes the following: 1. Construction of an STT Noida with a consumption capacity of 35MW 2. Construction of administration space 3. Construction of office space 4. Construction of parking facilities 5. Installation of machinery 6. Installation of safety and security systems | Colocation Data Center; Heating, ventilation and air conditioning (HVAC); Tier 3 Data Center | [5 empty] | Not Funded / Unconfirmed | Private | STT GDC Pte Ltd
331261 | 292515 | 2026-04-17 14:36 | Frasers Ppty/ ST Telemedia Global Data Ctrs – Bangkok Hyperscale Data Center Campus: Phase II – Bangkok | Frasers Ppty/ ST Telemedia Global Data Ctrs – Bangkok Hyperscale Data Center Campus – Bangkok | https://construction.globaldata.com/Projects/Overview/331261 | Execution | Sub | 110 | 2018 Q2 | 2025 Q1 | 2026 Q4 | Asia-Pacific | Thailand | Bangkok |  | 1 Soi Ramkhamhaeng 28, Huamak Subdistrict, Bang Kapi District | 10240 | Commercial & Leisure | Data Center | Data Center |  |  | New | Onshore | TICON Industrial Connection Plc (TICON), a subsidiary of Frasers Property (Thailand) Public Co Ltd (FPT) which is wholly owned by Thai Charoen Corporation Group (TCC Group) in a joint venture with ST Telemedia Global Data Centers Pte Ltd (STT GDC) is undertaking the construction of a Tier III hyperscale data center in Central Bangkok. The facility is the first data center planned by TICON in Bangkok and is also known as 'STT Bangkok 2'. The project involves the construction of a seven-story 28,044m2 data center with IT load capacity of 24MW. It includes the construction of server rooms, meeting rooms, an administrative space, office space, storage facilities, an on-site substation, and the installation of two passenger elevators, safety, and security systems. The facility draws power from the utility grid and features a N+1 distributed redundant Uninterruptible Power Supply (UPS) system, and an underground fuel tank for optimal backup support. For cooling, the data center utilizes a high efficiency and diverse chilled water pipe design with a resilient chilled water plant with cooling towers with an N+1 configuration, N+2 Fan Wall Units, and advanced cooling solutions including Direct-to-Chip cooling and Immersion cooling. The project has been designed to meet the requirements for LEED (Leadership in Energy and Environmental Design) Gold certification. The facility supports high‑density and AI workloads. It targets to achieve the power usage effectiveness (PUE) of 1.3. Construction works commenced in March 2025 and are expected to be completed in the fourth quarter of 2026. | 13.7565 | 100.6303 | The project involves the construction of a seven-story, 28,044m2 data center with IT load capacity of 24MW in Ramkhamhaeng district, Central Bangkok, Thailand. The US$110 million project includes the following: 1. Construction of server rooms 2. Construction of meeting rooms 3. Construction of an administrative space 4. Construction of office space 5. Construction of storage facilities 6. Construction of an on-site substation 7. Installation of two passenger elevators 8. Installation of safety and security systems | Elevator; Heating, ventilation and air conditioning (HVAC); Hyperscale Data Center; LEED; Tier 3 Data Center |  |  | April 2026 - Construction works are underway. October 2025 - Construction works are underway. June 2025 - Construction works are underway. March 2025 - Construction activities were commenced on the project. May 2024 - Planning activities are underway. April 2023 - Planning activities are underway. June 2022 - Planning activities are underway. Q2 2018 - STT GDC and TICON announced plans to construct a data center in Central Bangkok. | Project work on Schedule | 1 | Not Funded / Unconfirmed | Private | Frasers Property Thailand Public Co Ltd;STT GDC Pte Ltd
512669 | 525270 | 2026-04-17 14:35 | Equinix – JH2 Data Center: Phase II – Johor | Equinix – JH2 Data Center – Johor | https://construction.globaldata.com/Projects/Overview/512669 | Execution | Sub | 49 | 2023 Q1 | 2024 Q2 | 2027 Q3 | Asia-Pacific | Malaysia | Johor |  | Parcel B3A | 81550 | Commercial & Leisure | Data Center | Data Center |  |  | New | Onshore | Equinix Inc is undertaking the construction of a colocation data center in Johor, Malaysia. The project involved the construction of a data center with 1,125 racks. It includes the construction of server rooms, meeting rooms, an administrative space, parking facilities, and the installation of equipment, safety, and security systems. AtkinsRealis Group Inc has been appointed as a design consultant; HL Architecture as a lead architect responsible for design and master planning; NV5 Global, SOE Partnership and CTA Consulting Engineers as MEP (Mechanical, Electrical, & Plumbing) consulting engineers; WI Partnership as a lead structural and civil engineering consultant; YLSE Engineering and Dwisolar Sdn Bhd will provide fire protection systems and ELV (Extra Low Voltage) services; UCT Group will provider critical power and cooling integration services; CCN Systems will provide network infrastructure and integrated security system implementation; and CSPM Sdn Bhd as a critical services project management consultant. GSM Engineering has been as a mechanical subcontractor for HVAC and industrial cooling installations; Accesstech Engineering as MEP subcontractor; and Xinnetworks will provide subcontract services for structured cabling and intelligent infrastructure management. Honeywell, Johnson Controls and SECOM are technology vendors for Building Management Systems (BMS), HVAC, security, and access control; Schneider Electric, ABB, Eaton, and Siemens will supply electrical distribution, switchgear, and Uninterruptible Power Supply (UPS) systems; Cummins will supply emergency standby power and diesel generators; and KONE will supply Vertical transportation (elevators and lifts). The project is committed to operating on 100% renewable energy. It is equipped with N+2 configuration, reliable uninterruptible power supply (UPS) units, and diesel generators for backup power systems, utilising N+2 for the liquid chillers and computer room air conditioning units, and secured LEED certification. Construction works are scheduled to be completed by the third quarter of 2027. | 1.545 | 103.6272 | The project involved the construction of a data center with 1,125 racks in Johor, Malaysia. The US$49 million project includes the following: 1. Construction of server rooms 2. Construction of meeting rooms 3. Construction of an administrative space 4. Construction of parking facilities 5. Installation of equipment 6. Installation of safety and security systems | Colocation Data Center; Emergency power/Backup power; LEED |  |  | April 2026 - Construction activities are underway. October 2025 - A topping-out ceremony was held. July 2025 - Construction activities are underway. December 2024 - Construction activities are underway. Q1 2023 - Equinix announced plans to build a data center in Johor. | Project work on Schedule | 1 | Not Funded / Unconfirmed | Private | Equinix Inc | IJM Construction Sdn Bhd;Woh Hup Pvt Ltd | AtkinsRealis Group Inc;HL Design Group Sdn Bhd | CCN Systems Pty Ltd;CSPM Sdn Bhd;CTA Consulting Engineers Inc;Dwisolar Sdn Bhd;Honeywell Building Technologies;Johnson Controls Inc;NV5, Inc.;Schneider Electric SE;Secom Co Ltd;SOE Consult Sdn Bhd;WT Partnership Vietnam Ltd;YLSE Technologies M Sdn Bhd
525277 | 525270 | 2026-04-17 14:35 | Equinix – JH2 Data Center: Phase I – Johor | Equinix – JH2 Data Center – Johor | https://construction.globaldata.com/Projects/Overview/525277 | Execution | Sub | 152 | 2023 Q1 | 2024 Q2 | 2027 Q1 | Asia-Pacific | Malaysia | Johor | Johor Bahru | Parcel B3A | 81550 | Commercial & Leisure | Data Center | Data Center |  |  | New | Onshore | Equinix is undertaking the construction of a colocation data center at Parcel B3A, Johor Bahru, Johor, Malaysia. The project involves the construction of a data center with 1,100 racks. It includes the construction of server rooms with racks, control rooms, an administrative space, storage space, meet-me rooms, and the installation of generators, air conditioning, safety and security systems. AtkinsRealis Group Inc has been appointed as a design consultant; HL Architecture as a lead architect responsible for design and master planning; NV5 Global, SOE Partnership and CTA Consulting Engineers as MEP (Mechanical, Electrical, & Plumbing) consulting engineers; WI Partnership as a lead structural and civil engineering consultant; YLSE Engineering and Dwisolar Sdn Bhd will provide fire protection systems and ELV (Extra Low Voltage) services; UCT Group will provider critical power and cooling integration services; CCN Systems will provide network infrastructure and integrated security system implementation; and CSPM Sdn Bhd as a critical services project management consultant. GSM Engineering has been as a mechanical subcontractor for HVAC and industrial cooling installations; Accesstech Engineering as MEP subcontractor; and Xinnetworks will provide subcontract services for structured cabling and intelligent infrastructure management. Honeywell, Johnson Controls and SECOM are technology vendors for Building Management Systems (BMS), HVAC, security, and access control; Schneider Electric, ABB, Eaton, and Siemens will supply electrical distribution, switchgear, and Uninterruptible Power Supply (UPS) systems; Cummins will supply emergency standby power and diesel generators; and KONE will supply Vertical transportation (elevators and lifts). The project is committed to operating on 100% renewable energy. It is equipped with N+2 configuration, reliable uninterruptible power supply (UPS) units, and diesel generators for backup power systems, utilising N+2 for the liquid chillers and computer room air conditioning units, and secured LEED certification. Construction works are underway and are expected to be completed by the first quarter of 2027. | 1.545 | 103.6272 | The project involves the construction of a data center with 1,100 racks in Johor, Malaysia. The US$152 million project includes the following: 1. Construction of server rooms with racks 2. Construction of control rooms 3. Construction of an administrative space 4. Construction of storage space 5. Construction of meet-me rooms 6. Installation of generators 7. Installation of equipment 8. Installation of advanced cooling systems 9. Installation of safety and security systems | Colocation Data Center; Emergency power/Backup power; Heating, ventilation and air conditioning (HVAC); LEED |  |  | April 2026 - Construction activities are underway. October 2025 - A topping-out ceremony was held. August 2025 - Construction activities are underway. May 2025 - Construction activities are underway. December 2024 - Construction activities are underway. Q1 2023 - Equinix announced plans to build a data center in Johor. | Project work on Schedule | 1 | Not Funded / Unconfirmed | Private | Equinix Inc | IJM Construction Sdn Bhd;Woh Hup Pvt Ltd | AtkinsRealis Group Inc;HL Design Group Sdn Bhd | CCN Systems Pty Ltd;CSPM Sdn Bhd;CTA Consulting Engineers Inc;Dwisolar Sdn Bhd;Honeywell Building Technologies;Johnson Controls Inc;NV5, Inc.;Schneider Electric SE;Secom Co Ltd;SOE Consult Sdn Bhd;WT Partnership Vietnam Ltd;YLSE Technologies M Sdn Bhd
292515 | 292515 | 2026-04-17 14:34 | Frasers Ppty/ ST Telemedia Global Data Ctrs – Bangkok Hyperscale Data Center Campus – Bangkok | Frasers Ppty/ ST Telemedia Global Data Ctrs – Bangkok Hyperscale Data Center Campus – Bangkok | https://construction.globaldata.com/Projects/Overview/292515 | Execution | Parent | 220 | 2018 Q2 | 2019 Q2 | 2026 Q4 | Asia-Pacific | Thailand | Bangkok | Bangkok | 1 Soi Ramkhamhaeng 28, Huamak Subdistrict, Bang Kapi District | 10240 | Commercial & Leisure | Data Center | Data Center |  |  | New | Onshore | TICON Industrial Connection Plc (TICON), a subsidiary of Frasers Property (Thailand) Public Co Ltd (FPT) which is wholly owned by Thai Charoen Corporation Group (TCC Group) in a joint venture with ST Telemedia Global Data Centers Pte Ltd (STT GDC) is undertaking the construction of a Tier III hyperscale data center in Central Bangkok, Thailand. The project involves the construction of two, seven-story data center buildings with a combined floor area of 58,044m2 and a total IT load 47MW on 2.4ha of land. The project will be developed in two phases. The first phase involves the construction of a seven-story data center building known as STT Bangkok 1 with a floor area of 30,000m2 with 23MW of IT load, and the second phase involves the construction of a second seven-story data center building known as STT Bangkok 2 with a floor area of 28,044m2 with 24MW of IT load. The project also includes the construction of server rooms, meeting rooms, an administrative space, office space, storage facilities, an on-site substation, and the installation of two cargo lifts and four passenger lifts, related equipment, safety and security systems. The facility draws power from the utility grid. The data center targets to achieve the power usage effectiveness (PUE) of 1.3 to 1.4. STT Bangkok 1 features 2N Uninterruptible Power Supply (UPS) system, complemented by N+2 emergency generators and an underground fuel tank for optimal backup support. For cooling, the data center utilizes a high efficiency and diverse chilled water pipe design with a resilient chilled water plant with cooling towers with an N+1 configuration, and service Computer Room Air Handler (CRAH )corridor with 2N power supply and N+25% resiliencies, and advanced cooling solutions including Direct-to-Chip cooling and Immersion cooling. STT Bangkok 2 features a N+1 distributed redundant Uninterruptible Power Supply (UPS) system, and an underground fuel tank for optimal backup support. For cooling, the data center utilizes a high efficiency and diverse chilled water pipe design with a resilient chilled water plant with cooling towers with an N+1 configuration, N+2 Fan Wall Units, and advanced cooling solutions including Direct-to-Chip cooling and Immersion cooling. The project has been designed to meet the requirements for LEED (Leadership in Energy and Environmental Design) Gold certification. Construction works on the first phase commenced in May 2019, and was completed in September 2021. Construction works on the second phase commenced in March 2025, and scheduled to be completed in the fourth quarter of 2026. | 13.7565 | 100.6303 | The project involves the construction of two, seven-story data center buildings with a combined floor area of 58,044m2 and a total 47MW of IT load on 2.4ha of land in Ramkhamhaeng district, Central Bangkok, Thailand. The US$220 million project includes the following: 1. Construction of server rooms 2. Construction of meeting rooms 3. Construction of an administrative space 4. Construction of office space 5. Construction of storage facilities 6. Installation of two cargo lifts 7. Installation of four passenger lifts 8. Installation of safety and security systems | Elevator; Heating, ventilation and air conditioning (HVAC); Hyperscale Data Center; LEED; Tier 3 Data Center |  |  | April 2026 - Construction activities are underway. October 2025 - Construction activities are underway. June 2025 - Construction activities are underway. March 2025 - Groundbreaking ceremony held and construction works commenced on the second phase. January 2025 - A piling ceremony was held on the second phase. April 2023 - Planning activities are underway on the second phase. June 2022 - Planning activities are underway on the second phase. September 2021 - Construction works completed on the first phase. September 2020 - Construction activities are underway. January 2020 - Construction activities are underway. August 2019 - Construction activities are underway. July 2019 - Piling works on the project were completed. May 21, 2019 - A groundbreaking ceremony was held. Q2 2018 - STT GDC and TICON announced plans to construct a data center in Central Bangkok. | Project work on Schedule | 1 | Not Funded / Unconfirmed | Private | Frasers Property Thailand Public Co Ltd;STT GDC Pte Ltd
536888 | 536888 | 2026-04-17 14:00 | Zenith Volts – Roswell Data Center – New Mexico | Zenith Volts – Roswell Data Center – New Mexico | https://construction.globaldata.com/Projects/Overview/536888 | Pre-Design | Parent | 6000 | 2025 Q1 | 2026 Q3 | 2027 Q4 | North America | United States | New Mexico | Roswell |  |  | Commercial & Leisure | Data Center | Data Center |  | High | New | Onshore | Zenith Volts is planning to undertake the construction of a hyperscale data center project in Roswell, New Mexico, the US. The project involves the construction of a data center with a consumption capacity of 1,250MW on 121.4ha of land. It includes the construction of data halls, server rooms, meeting rooms, a battery energy storage system, parking facilities and the installation of 600 racks, Uninterruptible Power Supply(UPS) systems and safety and security systems. Equitas Global Financial Guarantee Ltd is providing funding for the project. It will feature advanced power solutions such as on-site solar, natural gas generators for backup, modular solar-thermal hybrid systems, a 101ha battery energy storage system, and geothermal cooling systems. The construction is scheduled to be completed by 2027. | 33.3944 | -104.5249 | The project involves the construction of a data center with a consumption capacity of 1,250 MW on 121.4ha of land in Roswell, New Mexico, the US. The US$6,000 million project includes the following: 1. Construction of data halls 2. Construction of server rooms 3. Construction of meeting rooms 4. Construction of a battery energy storage system 5. Construction of parking facilities 6. Installation of 600 racks 7. Installation of Uninterruptible Power Supply(UPS) system | Energy storage; Green data center; Heating, ventilation and air conditioning (HVAC); Hyperscale Data Center |  |  | April 2026 - Pre-design activities are underway. August 2025 - Zenith Volts received planning approval from the Chaves County Commission. Q1 2025 - Zenith Volts announced plans to build a data center in Roswell. | No Major Development | 0 | Partially Funded | Private | Zenith Volts
551137 | 551137 | 2026-04-17 13:09 | Davidson Kempner – Springdale AI Data Center – Pennsylvania | Davidson Kempner – Springdale AI Data Center – Pennsylvania | https://construction.globaldata.com/Projects/Overview/551137 | Planning | Parent | 770 | 2025 Q1 | 2027 Q1 | 2028 Q4 | North America | United States | Pennsylvania |  | 1240 Pittsburgh Street, Springdale | 15144 | Commercial & Leisure | Data Center | Data Center |  | Low | Redevelopment | Onshore | Allegheny DC Property Co., a wholly owned subsidiary of Davidson Kempner Capital Management is planning to construct a hyperscale data center at the former Cheswick power plant in Allegheny County, Pennsylvania, the US. The project involves the construction of a 52,490m2 data center with a building height of 18m and a power consumption capacity of 180MW on 19ha of land. It involves the construction of data halls, meet-me rooms, an administrative space, a 18,580m2 utility building, and the installation of 100 diesel-powered backup generators, cooling equipment, and safety and security systems. The facility is expected to draw from the regional grid, with the developers currently conducting power studies with FirstEnergy and Duquesne Light. Allegheny DC is also considering natural gas as an alternative power source. The facility will be using a closed-loop water cooling system. The data center is designed for high-density compute and AI workloads. Jacobs has been appointed as a design consultant. Construction works expected to commence in 2027 and to be completed by 2028. | 40.5414 | -79.7784 | The project involves the construction of a 52,490m2 data center with a power consumption capacity of 180MW on 19ha of land in Springdale, Pennsylvania, the US. The US$770 million project includes the following: 1. Construction of data halls 2. Construction of meet-me rooms 3. Construction of an administrative space 4. Construction of an 18,580m2 utility building 5. Installation of 100 diesel-powered backup generators 6. Installation of cooling equipment 7. Installation of safety and security systems | Heating, ventilation and air conditioning (HVAC); Hyperscale Data Center |  |  | April 2026 - The project is awaiting the conditional use permit approval. December 2025 - Springdale Council is reviewing a conditional use application for the data center. November 19, 2025 - Allegheny DC Property Co. purchased the former coal-fired Cheswick Generating Station site for for US$14.3 million. October 2025 - Springdale’s planning commission is planning to make a recommendation to the city council to approve or reject the proposals. Q1 2025 - Davidson Kempner announced plans for the construction of a data center in Springdale. | Project Awaiting Approvals | 0 | Not Funded / Unconfirmed | Private | Davidson Kempner Capital Management LP |  | Jacobs Solutions Inc
550947 | 550947 | 2026-04-17 13:08 | TELEHOUSE – Telehouse West Two Data Center – Greater London | TELEHOUSE – Telehouse West Two Data Center – Greater London | https://construction.globaldata.com/Projects/Overview/550947 | Execution | Parent | 370 | 2025 Q1 | 2025 Q4 | 2028 Q4 | Europe | United Kingdom | Greater London | London |  |  | Commercial & Leisure | Data Center | Data Center |  |  | Expansion | Onshore | Telehouse International Corporation, a subsidiary of KDDI Corporation is undertaking the construction of a colocation data center in East London, the UK. The project involves the construction of a nine-story 32,000m2 data center with a total IT power capacity of 22MW. It includes the construction of data halls, two meet-me rooms, server rooms, a parking facility and the installation of 11 generators, 20 air-cooled chillers, four connectivity risers and safety and security systems. The facility will be operated by 100% renewable energy and is powered by two 132kV substations supplying 11kV across the Docklands campus, uses both air and liquid cooling technologies for cooling. It will use generators for power backup and use hydrotreated vegetable oil (HVO) as fuel for generators. The data center targets to achieve the power usage effectiveness (PUE) below 1.3. Flynn Management and Construction has been appointed as the contractor and Jones Engineering Group as the mechanical, electrical, and fire protection consultant. The project is designed to achieve a BREEAM Excellent Certification. Construction commenced in October 2025 and is scheduled for completion by 2028. | 51.5085 | -0.12574 | The project involves the construction of a 32,000m2, nine-story data center with a total IT power capacity of 22MW at its existing Docklands campus in East London, the UK. The US$370 million project includes the following: 1. Construction of data halls 2. Construction of two meet-me rooms 3. Construction of server rooms 4. Construction of a parking facility 5. Installation of 11 generators 6. Installation of 20 air-cooled chillers 7. Installation of four connectivity risers 8. Installation of safety and security systems | BREEAM; Colocation Data Center; Green data center |  |  | April 2026 - Construction works are underway. October 2025 - A groundbreaking ceremony was held marking the start of construction. Q1 2025 - Telehouse announced plans to build a data center in London, UK. | Project work on Schedule | 1 | Not Funded / Unconfirmed | Private | TELEHOUSE International Corporation of America | Flynn Management & Contractors Ltd |  | Chapman BDSP;Jones Engineering Group
563782 | 563782 | 2026-04-17 13:08 | AirTrunk – 3-4 Apollo Place and 87-91 Mars Road Data Center – New South Wales | AirTrunk – 3-4 Apollo Place and 87-91 Mars Road Data Center – New South Wales | https://construction.globaldata.com/Projects/Overview/563782 | Planning | Parent | 716 | 2025 Q4 | 2027 Q3 | 2029 Q4 | Asia-Pacific | Australia | New South Wales | Sydney | 3-4 Apollo Place and 87-91 Mars Road, Lane Cove West |  | Commercial & Leisure | Data Center | Data Center |  | Medium | Redevelopment | Onshore | AirTrunk Operating Pty Ltd (AirTrunk) is planning to construct a data center in Lane Cove West, New South Wales, Sydney, Australia. The project involves demolition of existing buildings and construction of a five-storey 13,800.5m2 data center with a maximum building height of 37.4m and a total IT load of 140MW on 1.5ha of land. It includes the construction of ancillary office space, a substation, a diesel storage, a hardstand and development of landscaping, and the installation of 120 stand-by emergency generators. Willowtree Planning (NSW) Pty Ltd has been appointed as a planner, and Greenbox Architecture as an architect. | -33.8086 | 151.146 | The project involves the construction of a five-storey 13,800.5m2 data center with a total IT load of 140MW on 1.5ha of land at 3-4 Apollo Place and 87-91 Mars Road, Lane Cove West, New South Wales, Sydney, Australia. The US$ million project includes the following: 1. Construction of ancillary office space 2. Construction of a substation 3. Construction of a diesel storage 4. Construction of a hardstand 5. Development of landscaping 6. Installation of 120 stand-by emergency generators 7. Installation of safety and security systems |  |  |  | April 2026 - The preparation of a formal Environmental Impact Statement (EIS) is underway to accompany a future State Significant Development Application (SSDA). Q4 2025 - AirTrunk announced plans to build a data center in Lane Cove. | Project work on Schedule | 1 | Not Funded / Unconfirmed | Private | AirTrunk Operating Pty Ltd |  | Greenbox Architecture | Willowtree Planning Pty Ltd
525270 | 525270 | 2026-04-17 13:04 | Equinix – JH2 Data Center – Johor | Equinix – JH2 Data Center – Johor | https://construction.globaldata.com/Projects/Overview/525270 | Execution | Parent | 201 | 2023 Q1 | 2024 Q4 | 2027 Q3 | Asia-Pacific | Malaysia | Johor | Johor Bahru | Parcel B3A | 81550 | Commercial & Leisure | Data Center | Data Center |  |  | New | Onshore | Equinix is undertaking the construction of a colocation data center at Parcel B3A, Johor Bahru, Johor, Malaysia. The project involves the construction of a 19,134m2 data center with a consumption capacity of 7.2MW. It includes the construction of server rooms, control rooms, an administrative space, storage space, meet-me rooms, and the installation of generators, 2,225 racks, cooling systems, safety and security systems. The project will be implemented in two phases. Phase I involves the construction of a data center with 1,100 racks, and Phase II involves the construction of a data center with 1,125 racks. It has plans to scale the campus up to 77MW in future phases. expan In August 2024, IJM Construction and Woh Hup has been awarded a US$114 million construction contract. AtkinsRealis Group Inc has been appointed as a design consultant; HL Architecture as a lead architect responsible for design and master planning; NV5 Global, SOE Partnership and CTA Consulting Engineers as MEP (Mechanical, Electrical, & Plumbing) consulting engineers; WI Partnership as a lead structural and civil engineering consultant; YLSE Engineering and Dwisolar Sdn Bhd will provide fire protection systems and ELV (Extra Low Voltage) services; UCT Group will provider critical power and cooling integration services; CCN Systems will provide network infrastructure and integrated security system implementation; and CSPM Sdn Bhd as a critical services project management consultant. GSM Engineering has been as a mechanical subcontractor for HVAC and industrial cooling installations; Accesstech Engineering as MEP subcontractor; and Xinnetworks will provide subcontract services for structured cabling and intelligent infrastructure management. Honeywell, Johnson Controls and SECOM are technology vendors for Building Management Systems (BMS), HVAC, security, and access control; Schneider Electric, ABB, Eaton, and Siemens will supply electrical distribution, switchgear, and Uninterruptible Power Supply (UPS) systems; Cummins will supply emergency standby power and diesel generators; and KONE will supply Vertical transportation (elevators and lifts). The project is committed to operating on 100% renewable energy. The facility is designed for high-density AI workloads and will feature liquid cooling technology. It is being designed under the LEED BD+C certification guidelines. Construction works on the first phase expected to be completed in the first quarter of 2027 and the second phase by the third quarter of 2027 respectively. | 1.545 | 103.6272 | The project involves the construction of a 19,135m2 data center with a consumption capacity of 7.2MW in Johor, Malaysia. The US$201 million project includes the following: 1. Construction of server rooms 2. Construction of control rooms 3. Construction of an administrative space 4. Construction of storage space 5. Construction of meet-me rooms 6. Installation of generators 7. Installation of 2,225 racks 8. Installation of cooling systems 9. Installation of safety and security systems | Colocation Data Center; Heating, ventilation and air conditioning (HVAC); LEED |  |  | April 2026 - Construction activities are underway. October 2025 - A topping-out ceremony was held. August 2025 - Construction activities are underway. May 2025 - Construction activities are underway. Q4 2024 - Construction works commenced. August 2024 - Woh Hup and IJM Construction has been awarded a construction contract. Q1 2023 - Equinix announced plans to build a data center in Johor. | Project work on Schedule | 1 | Not Funded / Unconfirmed | Private | Equinix Inc | IJM Construction Sdn Bhd;Woh Hup Pvt Ltd | AtkinsRealis Group Inc;HL Design Group Sdn Bhd | CCN Systems Pty Ltd;CSPM Sdn Bhd;CTA Consulting Engineers Inc;Dwisolar Sdn Bhd;Honeywell Building Technologies;Johnson Controls Inc;NV5, Inc.;Schneider Electric SE;Secom Co Ltd;SOE Consult Sdn Bhd;WT Partnership Vietnam Ltd;YLSE Technologies M Sdn Bhd
476180 | 476180 | 2026-04-17 10:59 | Google – Port Dickson Data Center – Negeri Sembilan | Google – Port Dickson Data Center – Negeri Sembilan | https://construction.globaldata.com/Projects/Overview/476180 | EPC Award | Parent | 800 | 2024 Q1 | 2026 Q2 | 2028 Q1 | Asia-Pacific | Malaysia | Negeri Sembilan | Port Dickson | Springhill Industrial Park, Bandar Springhill | 71010 | Commercial & Leisure | Data Center | Data Center |  | High | New | Onshore | Pearl Computing Malaysia Sdn Bhd, a subsidiary of Google is planning to construct a hyperscale data center at Springhill Industrial Park in Port Dickson, Negeri Sembilan, Malaysia. The project involves the construction of a single-storey data center with a consumption capacity estimated between 700MW and 1,000MW on 157ha of land. It includes the construction of server rooms, a water treatment plant, data halls, an off-river storage facility, meeting rooms, administrative space, parking facilities, and the installation of pipelines connecting the water treatment plant to the data centers, and safety and security systems. In December 2024, Gamuda Bhd acquired 157ha of land for US$94 million from West Synergy Sdn Bhd, a joint venture between MUI Properties Bhd and Chin Teck Plantations Bhd. However, in May 2025, Gamuda Bhd sold the site to Google affiliate Pearl Computing Malaysia Sdn Bhd for US$107 million. In May 2025, Gamuda Bhd signed a enabling work contract worth US$235.9 million with Google which includes earthwork and external infrastructure work. Gamuda will be responsible for constructing an onsite water treatment plant, designed to supply 65 million liters of water daily to support cooling operations. In June 2025, Advancecon Infra Sdn Bhd signed a US$12 million civil subcontract from Mujur Minat Sdn Bhd. Advancecon Infra will handle earthworks, civil engineering, and supply construction materials, while, Mujur Minat is primarily involved in provisions of earthwork, infrastructure, property development and civil engineering services. In April 2026, Google signed a construction contract worth US$435 million with contractor Gamuda to handle the building core and shell construction, along with the Mechanical, Electrical, and Plumbing (MEP) fit-out. Construction works will commence in the second quarter of 2026 and complete by the first quarter of 2028. | 2.6069 | 101.8483 | The project involves the construction of a hyperscale data center with a consumption capacity estimated between 700MW and 1,000MW on 157ha of land in Port Dickson, Negeri Sembilan, Malaysia. The US$800 million project includes the following: 1. Construction of server rooms 2. Construction of data halls 3. Construction of a water treatment plant 4. Construction of meeting rooms 5. Construction of an off-river storage facility 6. Construction of administrative space 7. Construction of parking facilities 8. Installation of pipelines connecting the water treatment plant to the data centers 9. Installation of safety and security systems | Heating, ventilation and air conditioning (HVAC); Hyperscale Data Center |  |  | April 2026 - Google signed a construction contract worth US$435 million with contractor Gamuda to handle the building core and shell construction, along with the Mechanical, Electrical, and Plumbing (MEP) fit-out. July 2025 - Earthworks are underway. May 2025 - Gamuda Bhd signed a enabling work contract worth US$235.9 million with Google which includes earthwork and external infrastructure work. May 2025 - Gamuda Bhd sold the site to Google affiliate Pearl Computing Malaysia Sdn Bhd for US$107 million. December 2024 - Gamuda Bhd acquired 157ha of land in the Springhill Industrial Park for RM424.4 million, from a joint venture (JV) between MUI Properties Bhd and Chin Teck Plantations Bhd. Q1 2024 - Gamuda Bhd announced plans for the construction of a data center in Negeri Sembilan. | Major Contract Awarded | 4 | Not Funded / Unconfirmed | Private | Google LLC | Gamuda Bhd |  | Mujur Minat Sdn Bhd
181199 | 181199 | 2026-04-17 05:14 | MITT ICT Senegal – Diamniadio Technology Park – Dakar | MITT ICT Senegal – Diamniadio Technology Park – Dakar | https://construction.globaldata.com/Projects/Overview/181199 | Execution | Parent | 78 | 2014 Q4 | 2019 Q4 | 2026 Q3 | Middle East and Africa | Senegal | Dakar | Dakar | Route N1, Diamniadio | 24600 | Commercial & Leisure | Office Buildings | Office Buildings | Data Center |  | New | Onshore | The Ministry of Infrastructure, Transport, Telecommunications & ICT (MoITT), through the State Information Agency (ADIE) is planning to build a technology park in Diamniadio, Senegal. The project involves the construction of a technology park on 25ha of land in phases. It includes the construction of a three-office tower (buildings), BPO center, research center, incubation center, audiovisual production center, administration buildings, and parking facilities. | 14.7202 | -17.1826 | The Ministry of Infrastructure, Transport, Telecommunications & ICT (MoITT), through The State Information Agency (ADIE), is planning to build a technology park on 25ha of land in Diamniadio, Senegal. The Diamniadio Technology Park spans approximately 25 hectares in its overall master plan, with a 12.5-hectare first phase. It includes around 33,000 square metres of office and ICT space for public, private, and international companies. The park hosts three ICT towers, a Tier III data centre with about 9.8 megawatts of power capacity, an incubator and innovation centre, research and training facilities, an audiovisual production centre, a business-process-outsourcing centre, and infrastructure for sustainability, including bioclimatic design, green spaces, wastewater reclamation, and solar power systems. Its purpose is to foster innovation, boost digital skills, attract investment, support startups, and position Senegal as a regional hub in the ICT sector. The US$78 million project includes the following: 1. Construction of three ICT towers for tenant companies 2. Construction of a Tier III data centre (9.8 MW) 3. Construction of incubator, innovation, research, and training facilities 4. Construction of audiovisual content production and BPO centre 5. Construction of offices (33,000 m²) 6. Infrastructure works: roads, utilities, solar pergola (1,250 m²), wastewater management system 7. Environmental and sustainability works: bioclimatic systems, green landscaping (4,000 trees) 8. Testing, commissioning, and site supervision | Colocation Data Center | A digital park is being built in Diamniadio, around 30km from Dakar. The project aims to attract private investment to strengthen the competitive environment in business, create wealth and jobs in the region. The project is expected to produce 35,000 direct jobs and a further 105,000 indirect jobs by 2025; modernize the Government, the main user of the Data Centre; diversify the economy into tech-enabled business, content development, and Business Process Outsourcing; support academic technology-based research, and simplify the provision of services to citizens of Senegal. It will also catalyze inward investment, providing a focal point for the development of an ICT cluster in francophone West Africa. |  | April 2026 - The construction work is underway. August 2025 - We have not been able to obtain further updates on this project. We have retained the same project stage and amended the key dates accordingly. We will update the profile as soon as we obtain any new information. December 2024 - Construction works are ongoing as per the schedule. June 2024 - Construction works are ongoing as per the schedule. December 2023 - Construction works are progressing on the project. August 2023 - Construction works are nearing completion. February 2023 - The construction works have progressed over 80 per cent. Recently African Development Bank has approved additional financing $5.5 million for the project. November 2022 - We have not been able to obtain further updates on this project. We have retained the same project stage and amended the key dates accordingly. We will update the profile as soon as we obtain any new information. June 2022 - We have not been able to obtain further updates on this project. We have retained the same project stage and amended the key dates accordingly. We will update the profile as soon as we obtain any new information. November 2021 - Construction works are progressing and are expected to be completed by the end of December 2022. April 2021 - Construction works are underway. March 2020 - Construction works are underway. December 30, 2019 - Foundation stone was laid. March 07, 2019 - We have not been able to obtain further updates on this project. We have retained the same project stage and amended the key dates accordingly. We will update the profile as soon as we obtain any new information. July 07, 2017 - Tigo Senegal opens the data center. Q1 2017 - Construction works are underway. Q3 2016 - Construction works are underway. June 2016 - Construction works on the data center commenced. Q1 2016 - Construction works are underway. October 2015 - AfDB approved US$78 million for the project. Q3 2015 - Construction activities underway. Q2 2015 - Construction activities underway. Q1 2015 - Planning activities underway. Q4 2014 - SG announced plans to build a technology park in Diamniadio. | Project work on Schedule | 1 | Not Funded / Unconfirmed | Public | Ministry of Infrastructure, Transport, Telecommunications and ICT, Senegal | China Civil Engineering Construction Corp | IDOM Inc. | IDOM Inc.
563599 | 563599 | 2026-04-17 04:50 | Greensky Energy – Kiertokangas Data Center Complex – Central Ostrobothnia | Greensky Energy – Kiertokangas Data Center Complex – Central Ostrobothnia | https://construction.globaldata.com/Projects/Overview/563599 | Planning | Parent | 1050 | 2025 Q4 | 2027 Q3 | 2029 Q4 | Europe | Finland | Central Ostrobothnia |  | Kiertokangas area of Toholammi |  | Commercial & Leisure | Data Center | Data Center |  | Medium | New | Onshore | Greensky Energy Oy, a part of the Greensky Group plans to construct a data center near the Fingrid substation in ​​Toholammi, Central Ostrobothnia, Finland. The site is located five and a half kilometers southwest of the municipal center. The project involves the construction of a data center on 32ha of land with a power consumption capacity of 100MW in the first phase. It includes the construction of data halls with racks, meeting rooms, office space, storage facilities and parking facilities, and the installation of backup power system and possible battery storage, and cooling systems, safety and security systems. The project's zoning initiative has been approved by the municipality. | 63.7718 | 24.2493 | The project involves the construction of a data center with a power consumption capacity of 100MW on 32ha of land in the Kiertokangas area of Toholammi, Central Ostrobothnia, Finland. The US$1,050 million project includes the following: 1. Construction of data halls with racks 2. Construction of meeting rooms 3. Construction of office space 4. Construction of storage facilities 5. Construction of parking facilities 6. Installation of backup power system 7. Installation of safety and security systems | Heating, ventilation and air conditioning (HVAC) |  |  | April 2026 - Planning activities are underway. Q4 2025 - Greensky Data Oy announced plans to build a data center in the Kiertokangas area of ??Toholammi. | No Major Development | 0 | Not Funded / Unconfirmed | Private | Greensky Energy Oy
401713 | 401699 | 2026-04-16 17:00 | NE Edge – 314 Rope Ferry Road Data Center Complex: Building II – Connecticut | NE Edge – 314 Rope Ferry Road Data Center Complex – Connecticut | https://construction.globaldata.com/Projects/Overview/401713 | Cancelled | Sub | 600 | 2022 Q4 | Awaiting Confirmation | 2026 Q1 | North America | United States | Connecticut |  | 314 Rope Ferry Road | 6385 | Commercial & Leisure | Data Center | Data Center |  |  | New | Onshore | NE Edge LLC (NE Edge) was planning to construct a hyperscale data center complex at 314 Rope Ferry Road in Waterford, Connecticut, the US. The project involved the construction of a two-story data center on a 40,000m2 area. It included a server room, an administrative building, parking facilities, and the installation of a generator, air conditioning systems, and safety and security systems. The facility was committed to sourcing power from the Dominion Nuclear Power Station, and it was planned to utilise a closed-loop air-cooling system. In February 2023, NE Edge submitted a proposal application to the Waterford Planning and Zoning Department to consider a Host Municipality Agreement. | 41.3269 | -72.1679 | The project involved the construction of a two-story data center on a 40,000m2 area in Waterford, Connecticut, the US. The US$600 million project included the following: 1. Construction of a 19,881m2 data center building 2. Construction of a server room 3. Construction of an administrative building 4. Construction of parking facilities 5. Installation of a generator 6. Installation of air conditioning systems 7. Installation of safety and security systems | Heating, ventilation and air conditioning (HVAC); Hyperscale Data Center |  |  | March 2026 - The project has been cancelled as the project plan has expired. October 2025 - Planning activities are underway. July 2025 - Planning activities are underway. April 2025 - Planning activities are underway. January 06, 2025 - We have not been able to obtain further updates on this project. We have retained the same project stage and amended the key dates accordingly. We will update the profile as soon as we obtain any new information. January 25, 2024 - We have not been able to obtain further updates on this project. We have retained the same project stage and amended the key dates accordingly. We will update the profile as soon as we obtain any new information. February 2023 - Planning activities are underway. Q4 2022 - NE Edge announced plans to construct a data center complex in Waterford. | Project has been Cancelled | -5 | Not Funded / Unconfirmed | Private | NE Edge LLC
401711 | 401699 | 2026-04-16 16:53 | NE Edge – 314 Rope Ferry Road Data Center Complex: Building I – Connecticut | NE Edge – 314 Rope Ferry Road Data Center Complex – Connecticut | https://construction.globaldata.com/Projects/Overview/401711 | Cancelled | Sub | 1000 | 2022 Q4 | Awaiting Confirmation | 2026 Q1 | North America | United States | Connecticut |  | 314 Rope Ferry Road | 6385 | Commercial & Leisure | Data Center | Data Center |  |  | New | Onshore | NE Edge LLC (NE Edge) was planning to construct a hyperscale data center complex at 314 Rope Ferry Road in Waterford, Connecticut, the US. The project involved the construction of a two-story data center complex on a 105,900m2 area. It includes a server room, an administrative building, parking facilities, and the installation of a generator, air conditioning systems, and safety and security systems. The facility was committed to sourcing power from the Dominion Nuclear Power Station, and it was planned to utilise a closed-loop air-cooling system. In February 2023, NE Edge submitted a proposal application to the Waterford Planning and Zoning Department to consider a Host Municipality Agreement. | 41.3269 | -72.1679 | The project involved the construction of a two-story data center complex on a 105,900m2 area at 314 Rope Ferry Road in Waterford, Connecticut, the US. The US$1,000 million project included the following: 1. Construction of a server room 2. Construction of an administrative building 3. Construction of parking facilities 4. Installation of a generator 5. Installation of safety and security systems | Heating, ventilation and air conditioning (HVAC); Hyperscale Data Center |  |  | March 2026 - The project has been cancelled as the project plan has expired. October 2025 - Planning activities are underway. July 2025 - Planning activities are underway. April 2025 - Planning activities are underway. January 06, 2025 - We have not been able to obtain further updates on this project. We have retained the same project stage and amended the key dates accordingly. We will update the profile as soon as we obtain any new information. January 25, 2024 - We have not been able to obtain further updates on this project. We have retained the same project stage and amended the key dates accordingly. We will update the profile as soon as we obtain any new information. February 2023 - Planning activities are underway. Q4 2022 - NE Edge announced plans to construct a data center complex in Waterford. | Project has been Cancelled | -5 | Not Funded / Unconfirmed | Private | NE Edge LLC
401699 | 401699 | 2026-04-16 16:41 | NE Edge – 314 Rope Ferry Road Data Center Complex – Connecticut | NE Edge – 314 Rope Ferry Road Data Center Complex – Connecticut | https://construction.globaldata.com/Projects/Overview/401699 | Cancelled | Parent | 1600 | 2022 Q4 | Awaiting Confirmation | 2026 Q1 | North America | United States | Connecticut |  | 314 Rope Ferry Road | 6385 | Commercial & Leisure | Data Center | Data Center |  |  | New | Onshore | NE Edge LLC (NE Edge) was planning to construct a hyperscale data center complex at 314 Rope Ferry Road in Waterford, Connecticut, the US. The project involved the construction of a two-story, 140,000m2 data center complex comprising two buildings with a 300MW consumption capacity on 10.1ha of land. It included the construction of a server room, an administrative building, parking facilities, and the installation of a generator and safety and security systems. The first building includes the construction of a two-story, 105,900m2 data center building and the second building includes a two-story, 40,000m2 data center building. The facility was committed to sourcing power from the Dominion Nuclear Power Station, and it was planned to utilise a closed-loop air-cooling system. In February 2023, NE Edge submitted a proposal application to the Waterford Planning and Zoning Department to consider a Host Municipality Agreement. | 41.3269 | -72.1679 | The project involved the construction of a two-story, 140,000m2 data center complex comprising two buildings with a 300MW consumption capacity on 10.1ha of land in Waterford, Connecticut, the US. The US$1,600 million project included the following: 1. Construction of a server room 2. Construction of an administrative building 3. Construction of parking facilities 4. Installation of a generator 5. Installation of safety and security systems | Heating, ventilation and air conditioning (HVAC); Hyperscale Data Center |  |  | March 2026 - The project has been cancelled as the project plan has expired. October 2025 - Planning activities are underway. July 2025 - Planning activities are underway. April 2025 - Planning activities are underway. January 06, 2025 - We have not been able to obtain further updates on this project. We have retained the same project stage and amended the key dates accordingly. We will update the profile as soon as we obtain any new information. January 25, 2024 - We have not been able to obtain further updates on this project. We have retained the same project stage and amended the key dates accordingly. We will update the profile as soon as we obtain any new information. February 2023 - Planning activities are underway. Q4 2022 - NE Edge announced plans to construct a data center complex in Waterford. | Project has been Cancelled | -5 | Not Funded / Unconfirmed | Private | NE Edge LLC
551532 | 551532 | 2026-04-16 16:26 | Scannell Prop – Monticello Data Center – Minnesota | Scannell Prop – Monticello Data Center – Minnesota | https://construction.globaldata.com/Projects/Overview/551532 | Planning | Parent | 800 | 2025 Q1 | 2027 Q2 | 2030 Q4 | North America | United States | Minnesota |  | 90th Street NE | 55362 | Commercial & Leisure | Data Center | Data Center |  | Medium | New | Onshore | Scannell Properties is planning to construct a hyperscale data center in Monticello, Minnesota, the US. The project involves the development of four 29,729m2 data center buildings with a combined floor area of 118,916m2 and consumption capacity of 150MW. It includes the construction of meet-me rooms, server rooms, a substation and parking facility and the installation of generators and uninterruptible power supply units, a cooling system and safety and security systems. It also features a water cooling system and advanced security systems, ensuring optimal performance and efficiency with maximum reliability. Construction works are expected to be completed by 2030. | 45.2804 | -93.8541 | The project involves the development of four 29,729m2 data center buildings with a combined floor area of 118,916m2 and consumption capacity of 150MW in Monticello, Minnesota, the US. The US$800 million project includes the following: 1. Construction of four 29,729m2 data center buildings 2. Construction of meet-me rooms 3. Construction of a server rooms 4. Construction of a substation 5. Construction of a parking facility 6. Installation of generators and uninterruptible power supply (UPS) units 7. Installation of the cooling system 8. Installation of safety and security systems | Heating, ventilation and air conditioning (HVAC); Hyperscale Data Center |  |  | April 2026 - Scannell is awaiting the planning approvals. October 2025 - The Monticello City is conducting environment review for the project. January 2025 - Scannell Properties announced plans to build data center in Minnesota, the US. | Project Awaiting Approvals | 0 | Not Funded / Unconfirmed | Private | Scannell Properties
563589 | 563589 | 2026-04-16 14:41 | PDCD – Project Arrowhead Data Center – Georgia | PDCD – Project Arrowhead Data Center – Georgia | https://construction.globaldata.com/Projects/Overview/563589 | Planning | Parent | 6000 | 2026 Q1 | 2027 Q2 | 2034 Q4 | North America | United States | Georgia |  |  |  | Commercial & Leisure | Data Center | Data Center |  | Medium | New | Onshore | Premier Data Center Development, LLC is planning to build a data center iin Irwin County, Georgia, the US. The project involves the construction of a five-building 392,050m2 data center campus with a consumption capacity of 1,250MW on 431.3ha of land. It includes the construction of data halls, server rooms, a substation, and the installation of generators and uninterruptible power supply (UPS) units, cooling systems, and safety and security systems. The facility is powered by Georgia Power and will use closed-loop cooling systems for cooling. The project will be developed in phases. Phase I is expected to be completed in 2030, with the overall construction to be completed by 2034. | 31.573 | -83.2625 | The project involves the construction of a five-building 392,050m2 data center campus with a consumption capacity of 1,250MW on 431.3ha of land in Irwin County, Georgia, the US. The US$6,000 million project includes the following: 1. Construction of data halls 2. Construction of server rooms 3. Construction of a substation 4. Installation of generators and uninterruptible power supply (UPS) units 5. Installation of the cooling system 6. Installation of safety and security systems | Heating, ventilation and air conditioning (HVAC) |  |  | April 2026 - A development of regional impact application has been filed with the Georgia Department of Community Affairs. Q1 2026 - Premier Data Center Development, LLC announced plans to build a data center in Irwin County. | Major Authority Clearance Submitted | 1 | Not Funded / Unconfirmed | Private | Premier Data Center Development LLC
441453 | 441453 | 2026-04-16 13:55 | Starwood Capital – Plaza 500 Data Center – Virginia | Starwood Capital – Plaza 500 Data Center – Virginia | https://construction.globaldata.com/Projects/Overview/441453 | Planning | Parent | 165 | 2022 Q2 | 2027 Q1 | 2029 Q4 | North America | United States | Virginia | Alexandria | Plaza 500, at 6295 Edsall Road | 22312 | Commercial & Leisure | Data Center | Data Center |  | Medium | New | Onshore | Starwood Capital Group is planning to construct a hyperscale data center at Plaza 500, 6295 Edsall Road, Alexandria, Virginia, the US. The project involves the construction of a 43,292m2, two-story data center. It includes the construction of an administrative space, meeting rooms, server rooms, a substation, parking spaces, and the installation of safety and security systems. The facility will be powered by Dominion Energy. Urban Ltd has been appointed as the surveyor and consulting design engineer. | 38.8076 | -77.1373 | The project involves the construction of a 43,292m2, two-story data center with a consumption capacity of 176MW at Plaza 500, 6295 Edsall Road, Alexandria, Virginia, the US. The US$165 million project includes the following: 1. Construction of an administrative space 2. Construction of meeting rooms 3. Construction of server rooms 4. Construction of a substation 5. Construction of parking spaces 6. Installation of safety and security systems | Heating, ventilation and air conditioning (HVAC); Hyperscale Data Center |  |  | April 2026 - The Fairfax County Board of Supervisors approved the Purchase and Sale Agreement. January 2026 - The project is waiting for approvals. December 2025 - Fairfax County approved a new zoning ordinance to regulate property development for the data center. January 2025 - The project continues to move forward, despite opposition from neighbors. July 2024 - The project is facing opposition from the neighbors. March 2024 - SCG submitted a planning application to the Alexandria City Council. Q2 2022 - Starwood Capital Group announced plans to construct a data center in Alexandria. | Project work on Schedule | 1 | Not Funded / Unconfirmed | Private | Starwood Capital Group |  | Urban Ltd | Urban Ltd
563585 | 563585 | 2026-04-16 13:47 | AWS – Taloja Hyperscale Data Center – Maharashtra | AWS – Taloja Hyperscale Data Center – Maharashtra | https://construction.globaldata.com/Projects/Overview/563585 | Planning | Parent | 430 | 2025 Q4 | 2027 Q3 | 2030 Q2 | Asia-Pacific | India | Maharashtra | Panvel | Taloja | 410208 | Commercial & Leisure | Data Center | Data Center |  | Medium | New | Onshore | Amazon Web Services is planning to build a hyperscale data center in Taloja, Navi Mumbai, Maharashtra, India. The project involves the construction of a data center with a consumption capacity of 473MW on 19.82ha of land. It includes the construction of six buildings, data halls, server rooms, office space, and the installation of generators, cooling systems, and safety and security systems. It includes the construction of six buildings, four of which will be seven stories and serve as data centers. The remaining two buildings will have two stories and be used to support the electrical and water needs of the data centers. AWS acquired the land from Macrotech Developers for US$48 million. | 19.0755 | 73.0922 | The project involves the construction of a data center with a consumption capacity of 473MW on 19.82ha of land in Taloja, Navi Mumbai, Maharashtra, India. The US$430 million project includes the following: 1. 1. Construction of six buildings 2. Construction of data halls 3. Construction of server rooms 4. Construction of office space 5. Installation of generators 6. Installation of cooling systems 7. Installation of safety and security systems | Hyperscale Data Center |  |  | April 2026 - Amazon Web Services submitted the plans to the State Environmental Impact Assessment Authority for environmental clearance. Q4 2025 - Amazon Web Services announced plans for the construction of a data center in Taloja. | Major Authority Clearance Submitted | 1 | Not Funded / Unconfirmed | Private | Amazon Web Services Inc
540241 | 540241 | 2026-04-16 13:44 | IGIS AM – Myeongji-Noksan National Industrial Complex Data Center – Busan | IGIS AM – Myeongji-Noksan National Industrial Complex Data Center – Busan | https://construction.globaldata.com/Projects/Overview/540241 | Planning | Parent | 1314 | 2025 Q1 | 2026 Q4 | 2029 Q4 | Asia-Pacific | South Korea | Busan | Busan | Myeongji Noksan National Industrial Complex |  | Commercial & Leisure | Data Center | Data Center |  | Medium | New | Onshore | IGIS Asset Management is planning to undertake the construction of two AI data centers in Myeongji-Noksan National Industrial Complex near Sinho-dong, Gangseo-gu, Busan, South Korea. The project involves the construction of two data centers with a combined capacity of 120MW. It includes the construction of data halls, server rooms, meet-me rooms, an administrative space, and the installation of generators, cooling systems, and safety and security systems. It will be developed in two phases. Phase I includes the construction of 40MW, and Phase II includes the construction of 80MW. In June 2025, IGIS Asset Management signed a memorandum of understanding with the Busan Metropolitan City government for the development of the project. Construction works on data centers are scheduled to commence in the fourth quarter of 2026 and are expected to be completed by the fourth quarter of 2029. | 35.0871 | 128.8771 | The project involves the construction of two data centers with a combined capacity of 120MW in Busan, South Korea. The US$1,314 million project includes the following: 1. Construction of data halls 2. Construction of server rooms 3. Construction of meet-me rooms 4. Construction of an administrative space 5. Installation of generators 6. Installation of cooling systems 7. Installation of safety and security systems | Colocation Data Center; Heating, ventilation and air conditioning (HVAC) |  |  | April 2026 - Planning activities are underway. October 2025 - Planning activities are underway. Q1 2025 - IGIS Asset Management announced plans for the construction of a data center in Busan. | No Major Development | 0 | Not Funded / Unconfirmed | Private | IGIS Asset Management Co.
540261 | 540241 | 2026-04-16 13:43 | IGIS AM – Myeongji-Noksan National Industrial Complex Data Center: Phase II – Busan | IGIS AM – Myeongji-Noksan National Industrial Complex Data Center – Busan | https://construction.globaldata.com/Projects/Overview/540261 | Planning | Sub | 500 | 2025 Q1 | 2026 Q4 | 2029 Q4 | Asia-Pacific | South Korea | Busan | Busan | Myeongji Noksan National Industrial Complex |  | Commercial & Leisure | Data Center | Data Center |  | Medium | New | Onshore | IGIS Asset Management is planning to undertake the construction of a colocation data center in Myeongji-Noksan National Industrial Complex, Busan, South Korea. The project involves the construction of a data center with a consumption capacity of 80MW. It includes the construction of data halls, server rooms, meet-me rooms, an administrative space, and the installation of generators, cooling systems, and safety and security systems. In June 2025, IGIS Asset Management signed a memorandum of understanding with the Busan Metropolitan City government to develop a project. Construction works are scheduled to commence in the fourth quarter of 2026 and are expected to be completed by the fourth quarter of 2029. | 35.0871 | 128.8771 | The project involves the construction of a data center with a consumption capacity of 80MW in Busan, South Korea. The US$500 million project includes the following: 1. Construction of data halls 2. Construction of server rooms 3. Construction of meet-me rooms 4. Construction of an administrative space 5. Installation of generators 6. Installation of cooling systems 7. Installation of safety and security systems | Colocation Data Center; Heating, ventilation and air conditioning (HVAC) |  |  | April 2026 - Planning activities are underway. October 2025 - Planning activities are underway. Q1 2025 - IGIS Asset Management announced plans for the construction of a data center in Busan. | No Major Development | 0 | Not Funded / Unconfirmed | Private | IGIS Asset Management Co.
540260 | 540241 | 2026-04-16 13:41 | IGIS AM – Myeongji-Noksan National Industrial Complex Data Center: Phase I – Busan | IGIS AM – Myeongji-Noksan National Industrial Complex Data Center – Busan | https://construction.globaldata.com/Projects/Overview/540260 | Planning | Sub | 200 | 2025 Q1 | 2026 Q4 | 2029 Q4 | Asia-Pacific | South Korea | Busan | Busan | Myeongji Noksan National Industrial Complex |  | Commercial & Leisure | Data Center | Data Center |  | Medium | New | Onshore | IGIS Asset Management is planning to undertake the construction of a colocation data center in Myeongji-Noksan National Industrial Complex, Busan, South Korea. The project involves the construction of a data center with a consumption capacity of 40MW. It includes the construction of data halls, server rooms, meet-me rooms, an administrative space, and the installation of generators, cooling systems, and safety and security systems. In June 2025, IGIS Asset Management signed a memorandum of understanding with the Busan Metropolitan City government for the development of the project. Construction works are scheduled to commence in the fourth quarter of 2026 and are expected to be completed by the fourth quarter of 2029. | 35.0871 | 128.8771 | The project involves the construction of a data center with a consumption capacity of 40MW in Busan, South Korea. The US$200 million project includes the following: 1. Construction of data halls 2. Construction of server rooms 3. Construction of meet-me rooms 4. Construction of an administrative space 5. Installation of generators 6. Installation of cooling systems 7. Installation of safety and security systems | Colocation Data Center; Heating, ventilation and air conditioning (HVAC) |  |  | April 2026 - Planning activities are underway. October 2025 - Planning activities are underway. Q1 2025 - IGIS Asset Management announced plans for the construction of a data center in Busan. | No Major Development | 0 | Not Funded / Unconfirmed | Private | IGIS Asset Management Co.
562308 | 562308 | 2026-04-16 13:07 | FM Baden-Wurttemberg – High-Performance Computing Center Stuttgart (HLRS III) – Baden-Wuerttemberg | FM Baden-Wurttemberg – High-Performance Computing Center Stuttgart (HLRS III) – Baden-Wuerttemberg | https://construction.globaldata.com/Projects/Overview/562308 | Execution | Parent | 210 | 2017 Q4 | 2025 Q4 | 2027 Q4 | Europe | Germany | Baden-Wuerttemberg | Stuttgart | at Nobelstraße 17, Stuttgart | 70569 | Commercial & Leisure | Data Center | Data Center |  |  | Expansion | Onshore | The Ministry of Finance and Economic Affairs, Baden-Württemberg, is constructing the High-Performance Computing Center of the University of Stuttgart (HLRS III) at Nobelstrasse 17 in Stuttgart, Baden-Württemberg, Germany. The project involves the construction of an HLRS III data center building (High-Performance Computing Center of the University of Stuttgart; HLRS) on a 7,000m2 area, with IT load capacity of 8MW, a computer room with redundant power supplies, highly energy-efficient cooling, and a building structure capable of supporting the even greater weight of future supercomputers, administrative facilities, and parking facilities, and the installation of two new supercomputers, photovoltaic modules on the facades and roofs, a 600kW battery backup system, a 7,400kW flywheel UPS (short-term emergency power source), and power facilities. The project will be constructed using reinforced recycled concrete, steel, and wood. The waste heat from the supercomputers will be raised to a higher temperature level and fed into the district heating network of the Vaihingen campus of the University of Stuttgart. The project will be designed for a PUE of 1.17, and the ERF (Energy Reuse Factor) at 0.75. The project is the third expansion stage of the High-Performance Computing Centre Stuttgart (HLRS). HLRS I, with an IT power output of 1MW, was built in 2004, and HLRS II, with an IT power output of 4MW, was built in 2012. The state of Baden-Württemberg provided the funding support of a US$163 million (EUR139 million and the Federal Ministry of Research, Technology, and Space of Germany provided a US$47 million (EUR40 million) for project implementation. Universitätsbauamt Stuttgart und Hohenheim will also be responsible for maintenance of the building, and the University of Stuttgart for the management of the project. Universitätsbauamt Stuttgart und Hohenheim, a part of Landesbetrieb Vermoegen und Bau Baden-Württemberg, has been appointed as the client manager, Benthem Crouwel Architekten as the architect, Birk Heilmeyer und Frenzel Gesellschaft von Architekten mbH as the execution planner, Raible + Partner GmbH & Co KG as the electrical subcontractor, BPA GmbH as the waterproofing subcontractor, and Leonhard Weiss GmbH & Co KG as the construction contractor. | 48.7395 | 9.0948 | The project involves the construction of the High-Performance Computing Center of the University of Stuttgart (HLRS III) at Nobelstrasse 17 in Stuttgart, Baden-Württemberg, Germany. The US$210 million project includes the following: 1. Construction of an HLRS III data center building (High-Performance Computing Center of the University of Stuttgart; HLRS) on a 7,000m2 area, with IT load capacity of 8MW 2. Construction of a computer room with redundant power supplies, highly energy-efficient cooling, and a building structure capable of supporting the even greater weight of future supercomputers 3. Construction of administrative facilities 4. Construction of parking facilities 5. Installation of two new supercomputers 6. Installation of photovoltaic modules on the facades and roofs 7. Installation of a 600kW battery backup system 8. Installation of a 7,400kW flywheel UPS (short-term emergency power source) 9. Installation of power facilities | District Heating/Cooling System; Emergency power/Backup power; Solar facade Cladding; Solar Rooftop |  |  | April 2026 - Construction activities are underway. March 2026 - Construction activities are underway. December 2025 - Construction work commenced with the laying of the foundation stone. March 2025 - Excavation work commenced. July 2024 - Design activities are underway. February 2023 - A public participation event was held. July 2019 - Planning activities are underway. December 2017 - FM Baden-Württemberg announced plans to expand the HLRS data center campus in Stuttgart. | Project work on Schedule | 1 | Not Funded / Unconfirmed | Public | Ministry of Finance and Economic Affairs, Baden-Wurttemberg, Germany | Leonhard Weiss GmbH & Co KG | Benthem Crouwel Architekten;Birk Heilmeyer und Frenzel Gesellschaft von Architekten mbH | Raible + Partner GmbH & Co KG
503978 | 503978 | 2026-04-16 11:28 | Stack Infra – SYD01 Data Center – New South Wales | Stack Infra – SYD01 Data Center – New South Wales | https://construction.globaldata.com/Projects/Overview/503978 | Study | Parent | 980 | 2023 Q1 | 2027 Q2 | 2030 Q1 | Asia-Pacific | Australia | New South Wales | Sydney | 78 Lockwood Road, Erskine Park | 2759 | Commercial & Leisure | Data Center | Data Center | Parking Facilities | Medium | New | Onshore | Stack is planning the construction of a hyperscale data center at 78 Lockwood Road in Erskine Park, Sydney, New South Wales, Australia. The project involves the construction of a three-story 82,020m2, 24m height data center with a capacity of 450MW on 7.7ha of land. It includes the construction of server rooms, a substation, data halls across two stories, office spaces, 78 car, 30 bicycle and three motorbike parking spaces and the installation of 170 generators for backup power and safety and security systems. The facility will be powered by 100% renewable energy through a dedicated on-site 132KV substation. It will install hybrid chillers to operate in air cooling only mode and a direct-to-chip liquid cooling system for cooling and use generators and Uninterruptible Power Supply (UPS) Systems for power backup. The project is targeting high electrical power efficiency with a target PUE of 1.35 annual average. Waste generated during the construction and operational phases will be diverted from landfill and recycled or reused where possible. Urbis has been appointed as a planner, Genton Architecture as the architect, LCI Consultants LLC as the consulting engineer and Acor Consultants as the civil engineer. | -33.8152 | 150.812 | The project involves the construction of a three-story, 82,020m2, 24m height data center with a capacity of 450MW on 7.7ha of land at 78 Lockwood Road, Sydney, New South Wales, Australia. The US$980 million project includes the following: 1. Construction of server rooms 2. Construction of a substation 3. Construction of office spaces 4. Construction of data halls 5. Construction of 78 car, 30 bicycle, and three motorbike parking spaces 6. Installation of 170 generators for backup power 7. Installation of safety and security systems | Heating, ventilation and air conditioning (HVAC); Hyperscale Data Center |  |  | April 2026 - STACK is preparing an amendment report in response to issues raised in public submissions. January 2026 - Publish consultation is underway. May 2025 - Study activities are underway. March 2025 - Stack Infrastructure submitted an application requesting SEARS from the NSW Department of Planning, Housing and Infrastructure. Q1 2023 - Stack Infrastructure announced plans for the construction of a data center in Sydney. | Project work on Schedule | 1 | Not Funded / Unconfirmed | Private | Stack Infrastructure |  | Genton Architecture | ACOR Consultants Pty Ltd;LCI Consultants LLC;Urbis Pty Ltd
561987 | 561987 | 2026-04-16 10:52 | CDE Acqu – Atlas Industrial Data Center – Pennsylvania | CDE Acqu – Atlas Industrial Data Center – Pennsylvania | https://construction.globaldata.com/Projects/Overview/561987 | Planning | Parent | 400 | 2025 Q4 | 2027 Q3 | 2030 Q4 | North America | United States | Pennsylvania | Allentown | 2493 N. Cedar Crest Blvd |  | Commercial & Leisure | Data Center | Data Center | Parking Facilities | Medium | New | Onshore | CDE Acquisitions LLC is planning to undertake the construction of a hyperscale data center at 2493 N. Cedar Crest Blvd. in South Whitehall Township, Pennsylvania, the US. The project involves the construction of a 473,805m2 data center comprising six buildings on 165.92ha of land. It includes the construction of an electric substation, data halls, server rooms, administrative space, and 966 parking spaces, and the installation of generators and safety and security systems. The facility draws power through the utility grid, and it will use an air-cooled system. | 40.6434 | -75.555 | The project involves the construction of a 473,805m2 data center comprising six buildings on 165.92ha of land at 2493 N. Cedar Crest Blvd. in South Whitehall Township, Pennsylvania, the US. The US$400 million project includes the following: 1. Construction of an electric substation 2. Construction of data halls 3. Construction of server rooms 4. Construction of administrative space 5. Construction of 966 parking spaces 6. Installation of generators 7. Installation of safety and security systems | Hyperscale Data Center |  |  | April 2026 - Planning activities are underway. February 2026 - The South Whitehall Township Planning Commission is in the process of reviewing the plans. Q4 2025 - CDE Acquisitions announced plans for the construction of a data center in Pennsylvania. | Project work on Schedule | 1 | Not Funded / Unconfirmed | Private | CDE Acquisitions LLC
563472 | 563472 | 2026-04-16 10:24 | Portal Group – Annesley Data Center – Nottinghamshire | Portal Group – Annesley Data Center – Nottinghamshire | https://construction.globaldata.com/Projects/Overview/563472 | Planning | Parent | 80 | 2025 Q1 | 2027 Q2 | 2029 Q4 | Europe | United Kingdom | Nottinghamshire |  | Sherwood Business Park, Annesley |  | Commercial & Leisure | Data Center | Data Center |  | Medium | New | Onshore | Portal Group is planning to construct a colocation data center at Sherwood Business Park in Annesley, Ashfield, Nottinghamshire, the UK. The project involves the construction of an 8,145 m2 data center with a consumption capacity of 20MW on 1.3ha of land. It includes the construction of four 5MW data halls, server rooms, an administrative space, and the installation of generators, cooling systems, and safety and security systems. The facility will be developed at Eon’s former office site. | 53.071 | -1.2549 | The project involves the construction of an 8,145 m2 data center with a consumption capacity of 20MW on 1.3ha of land in Annesley, Nottinghamshire, the UK. The US$80 million project includes the following: 1. Construction of four 5MW data halls 2. Construction of server rooms 3. Construction of an administrative space 4. Installation of generators 5. Installation of cooling systems 6. Installation of safety and security systems | Colocation Data Center |  |  | April 2026 - Portal Group submitted the project plans to Ashfield District Council. Q1 2025 - Portal Group announced plans for the construction of a data center in Nottinghamshire. | Major Authority Clearance Submitted | 1 | Not Funded / Unconfirmed | Private | Portal Group UK
418169 | 418169 | 2026-04-16 10:14 | China Mobile – Qingyang Data Center – Gansu | China Mobile – Qingyang Data Center – Gansu | https://construction.globaldata.com/Projects/Overview/418169 | Execution | Parent | 3039 | 2023 Q1 | 2024 Q2 | 2027 Q4 | Asia-Pacific | China | Gansu |  |  |  | Commercial & Leisure | Data Center | Data Center |  |  | New | Onshore | China Mobile Communications Group Co. Ltd (CMCG) is building a data center in Qingyang, Gansu, China. The project involves the construction of a data center with a 65,740m2 gross floor area (GFA). It also includes the construction of data rooms, server rooms, an administrative office, and parking facilities and the installation of racks, equipment, and safety and security systems. The project is being developed in phases. Phase I is being developed on a 9.3ha site area with a ​​2,200m2 GFA and involves the construction of a new industrial green intelligent computing center, an integrated pipe gallery, outdoor pools, pump rooms, oil tank foundations. China Construction Third Engineering Bureau Group Co. Ltd is undertaking construction activities. | 35.7091 | 107.6436 | The project involves the construction of a data center in Qingyang, Gansu, China. The US$3,039 million project includes the following: 1. Construction of data rooms 2. Construction of server rooms 3. Construction of industrial green intelligent computing centers 4. Construction of integrated pipe galleries 5. Construction of outdoor pools 6. Construction of pump rooms 7. Construction of oil tank foundations 8. Construction of an administrative office 9. Construction of parking facilities 10. Installation of racks 11. Installation of equipment and safety and security systems | Green data center; Heating, ventilation and air conditioning (HVAC) | A data center is planned to be developed in Qingyang, Gansu, China. |  | April 2026 - The four data center buildings have been put into operation. September 2025 - The N01 and N02 new industrialized data centers have been completed and put into operation. May 2025 - Construction activities are underway. June 2024 - Construction activities are underway. May 2024 - Construction activities are underway. March 2024 - Tender process is underway. September 2023 - Planning activities are underway. Q1 2023 - CMCG announced plans to build a data center in Qingyang, Gansu. | Project work on Schedule | 1 | Not Funded / Unconfirmed | Private | China Mobile Communications Group Co., Ltd | China Construction Third Engineering Bureau Group Co., Ltd.
478460 | 478460 | 2026-04-16 09:03 | Modon – Data Center at Second Industrial City in Jeddah Oasis – Makkah | Modon – Data Center at Second Industrial City in Jeddah Oasis – Makkah | https://construction.globaldata.com/Projects/Overview/478460 | Announced | Parent | 173 | 2025 Q1 | 2027 Q2 | 2029 Q4 | Middle East and Africa | Saudi Arabia | Makkah | Jeddah |  |  | Commercial & Leisure | Data Center | Data Center |  | Low | New | Onshore | Modon is planning to undertake the construction of a data center at a second industrial city in Jeddah Oasis, Saudi Arabia. This project is part of a broader agreement between MODON and Gulf Data Hub (GDH) to establish multiple data centres across EVO’s industrial zones. The facility is intended to meet growing demand for reliable digital infrastructure, support cloud and hyperscale operations, and align with national objectives in industrial development and technological transformation. The project involves the construction of a data center building. It also includes the construction of an administrative space, parking facilities, associated facilities, installation of HVAC, installation of power systems, and installation of safety and security systems. | 21.5424 | 39.198 | Modon is planning to undertake the construction of a data center at a second industrial city in Jeddah Oasis, Saudi Arabia. This project is part of a broader agreement between MODON and Gulf Data Hub (GDH) to establish multiple data centres across EVO’s industrial zones. The facility is intended to meet growing demand for reliable digital infrastructure, support cloud and hyperscale operations, and align with national objectives in industrial development and technological transformation. Site area. 163,000 m² The US$173 million project includes the following: 1. Construction of a data center 2. Construction of an administrative space 3. Construction of parking facilities 4. Installation of HVAC 5. Installation of power systems 6. Installation of a safety and security system 7. Construction of associated facilities | Heating, ventilation and air conditioning (HVAC) | A data center is planned to be built in Jeddah Oasis, Saudi Arabia. It will help in technological advancement and digital infrastructure expansion. |  | April 2026 - We have not been able to obtain further updates on this project. We have retained the same project stage and amended the key dates accordingly. We will update the profile as soon as we obtain any new information. July 2025 - We have not been able to obtain further updates on this project. We have retained the same project stage and amended the key dates accordingly. We will update the profile as soon as we obtain any new information. February 2025 - Modon has signed an agreement with Dubai-based Gulf Data Hub (GDH) to develop the project. | Information Unavailable |  | Not Funded / Unconfirmed | Private | Modon
563512 | 563512 | 2026-04-16 05:21 | Eclairion – Moselle Two Data Centers Program – Grand-Est | Eclairion – Moselle Two Data Centers Program – Grand-Est | https://construction.globaldata.com/Projects/Overview/563512 | Study | Program | 2324 | 2025 Q4 | 2029 Q4 | 2034 Q1 | Europe | France | Grand-Est;Grand-Est | Thionville;Metz | located on brownfield site of former EDF power plants, Richemont Commune;on former industrial wastelands of EDF, La Maxe Commune |  | Commercial & Leisure | Data Center | Data Center |  | Medium | New | Onshore | Eclairion is planning to build two new data centers in Richemont, Thionville City and La Maxe, Metz City, Moselle Department, Grand Est Region, France. The program involves the construction of two new data centers with a total generation capacity of 1,000MW. It also includes the construction of server rooms, administrative facilities, access roads, parking facilities and the installation of network systems, cooling equipment and safety and security systems. The exact timeline is yet to be announced. | 49.2815 | 6.1688 | The program involves the construction of two new data centers with a total generation capacity of 1,000MW in Richemont, Thionville City, and La Maxe, Metz City, Moselle Department, Grand Est Region, France. The US$1,162 million program includes the following: 1. Construction of server rooms 2. Construction of administrative facilities 3. Construction of access roads 4. Construction of parking facilities 5. Installation of network systems 6. Installation of cooling equipment 7. Installation of safety and security systems |  |  |  |  | Project work on Schedule | 1 | Not Funded / Unconfirmed | Private | Eclairion
563518 | 563512 | 2026-04-16 05:17 | Eclairion – Richemont Data Center Facility – Grand-Est | Eclairion – Moselle Two Data Centers Program – Grand-Est | https://construction.globaldata.com/Projects/Overview/563518 | Study | Parent | 1162 | 2025 Q4 | 2029 Q4 | 2034 Q1 | Europe | France | Grand-Est | Thionville | located on brownfield site of former EDF power plants, Richemont Commune |  | Commercial & Leisure | Data Center | Data Center |  | Medium | New | Onshore | Eclairion is planning to build a new data center in Richemont, Thionville City, Moselle Department, Grand Est Region, France. The project involves the construction of a new data center with a generation capacity of 500MW. It also includes the construction of server rooms, an administrative office, access roads, parking facilities and the installation of network systems, cooling equipment and safety and security systems. The exact timeline is yet to be announced. | 49.2815 | 6.1688 | The project involves the construction of a new data center with a generation capacity of 500MW in Richemont, Thionville City, Moselle Department, Grand Est Region, France. The US$1,162 million project includes the following: 1. Construction of server rooms 2. Construction of an administrative office 3. Construction of access roads 4. Construction of parking facilities 5. Installation of network systems 6. Installation of cooling equipment 7. Installation of safety and security systems |  |  |  | April 2026 - The project is in its early stages of developments. November 17, 2025 - Eclairion announced plans to build a new data center facility in Richemont, France. | Project work on Schedule | 1 | Not Funded / Unconfirmed | Private | Eclairion
563522 | 563512 | 2026-04-16 05:15 | Eclairion – La Maxe Data Center Facility – Grand-Est | Eclairion – Moselle Two Data Centers Program – Grand-Est | https://construction.globaldata.com/Projects/Overview/563522 | Study | Parent | 1162 | 2025 Q4 | 2029 Q4 | 2034 Q1 | Europe | France | Grand-Est | Metz | on former industrial wastelands of EDF, La Maxe Commune |  | Commercial & Leisure | Data Center | Data Center |  | Medium | New | Onshore | Eclairion is planning to build a new data center in La Maxe, Metz City, Moselle Department, Grand Est Region, France. The project involves the construction of a new data center with a generation capacity of 500MW. It also includes the construction of server rooms, an administrative facility, access roads, parking facilities and the installation of network systems, cooling equipment and safety and security systems. The exact timeline is yet to be announced. | 49.1549 | 6.1823 | The project involves the construction of a new data center with a generation capacity of 500MW in La Maxe, Metz City, Moselle Department, Grand Est Region, France. The US$1,162 million project includes the following: 1. Construction of server rooms 2. Construction of an administrative facility 3. Construction of access roads 4. Construction of parking facilities 5. Installation of network systems 6. Installation of cooling equipment 7. Installation of safety and security systems |  |  |  | April 2026 - The project is in its early stages of development. November 17, 2025 - Éclairion announced plans to build a new data center facility in La Maxe, France. | Project work on Schedule | 1 | Not Funded / Unconfirmed | Private | Eclairion
504031 | 504031 | 2026-04-16 02:52 | DU/ MSFT – Hyperscale Data Centre in Dubai – Dubai | DU/ MSFT – Hyperscale Data Centre in Dubai – Dubai | https://construction.globaldata.com/Projects/Overview/504031 | Execution | Parent | 544 | 2021 Q3 | 2023 Q2 | 2026 Q2 | Middle East and Africa | United Arab Emirates | Dubai | Dubai |  |  | Commercial & Leisure | Data Center | Data Center |  |  | New | Onshore | Emirates Integrated Telecommunications Company (EITC) also known as Du and Microsoft Corporation are undertaking the construction of a Hyperscale Data Centre in Dubai, the UAE. The facility is designed to provide large-scale cloud computing, AI infrastructure, and sovereign cloud services. It will be developed and operated in multiple phases. Microsoft will act as the main tenant. The centre aims to strengthen Dubai’s digital backbone and support the town’s objectives for AI integration, digital sovereignty, and growth in enterprise data capacity. The project involves the construction of a data center. It also includes the IT Load Capacity: The facility is planned with 150 MW to 200 MW (delivery in tranches/phases), Power Infrastructure: Power is supplied via dual DEWA utility feeds with N+1 / 2N redundancy, Backup and Resilience: The facility will include Tier IV-compliant backup infrastructure (requires 2N power redundancy to ensure maximum uptime), Data Centre Type: The project is planned as Hyperscale (Tier IV), Cooling Systems: The center will support Liquid cooling. The client has signed an agreement with Microsoft for the development of the project. Turner & Townsend has been appointed as the project management consultant and cost consultant for the project. In April 2026, Sudlows is working as the consultant. | 25.0657 | 55.1713 | Emirates Integrated Telecommunications Company (EITC) also known as Du and Microsoft Corporation are undertaking the construction of a Hyperscale Data Centre in Dubai, the UAE. The facility is designed to provide large-scale cloud computing, AI infrastructure, and sovereign cloud services. It will be developed and operated in multiple phases. Microsoft will act as the main tenant. The centre aims to strengthen Dubai’s digital backbone and support the town’s objectives for AI integration, digital sovereignty, and growth in enterprise data capacity. Microsoft is the main tenant, and its capacity will be delivered in tranches. The US$544 million project includes the following: 1. IT Load Capacity: The facility is planned with 150 MW to 200 MW (delivery in tranches/phases) 2. Power Infrastructure: Power is supplied via dual DEWA utility feeds with N+1 / 2N redundancy 3. Backup and Resilience: The facility will include Tier IV-compliant backup infrastructure (requires 2N power redundancy to ensure maximum uptime) 4. Data Centre Type: The project is planned as Hyperscale (Tier IV) 5. Cooling Systems: The center will support Liquid cooling | Heating, ventilation and air conditioning (HVAC); Hyperscale Data Center; Tier 4 Data Center | A new data center is being built in Dubai. |  | April 2026 - Sudlows is working as the consultant. August 2025 - Turner & Townsend has been appointed as the project management consultant and cost consultant for the project. April 24, 2025 - The client has signed an agreement with Microsoft for the development of the project. | Project work on Schedule | 1 | Not Funded / Unconfirmed | Private | Emirates Integrated Telecommunications Co PJSC;Microsoft Corp |  |  | Sudlows DMCC;Turner & Townsend Ltd
491845 | 491845 | 2026-04-15 18:21 | Key Point DC – Rostov Data Center – Rostov Oblast | Key Point DC – Rostov Data Center – Rostov Oblast | https://construction.globaldata.com/Projects/Overview/491845 | Execution | Parent | 35 | 2024 Q3 | 2025 Q1 | 2026 Q4 | Europe | Russia | Rostov Oblast | Rostov-na-Donu |  | 344000 | Commercial & Leisure | Data Center | Data Center |  |  | New | Onshore | Key Point is undertaking the construction of a data center in Rostov-na-Donu, Rostov region, Russia. The project involves the construction of a data center on a 6,500m2 area with a capacity of 11.0 MW and IT power of 6.2 MW, 880 IT racks, server rooms, an administrative building, and parking facilities, and the installation of mechanical equipment, power facilities, cooling, safety, and security systems. The construction is being implemented in two stages; the first stage of the construction is scheduled to be completed in 2025, and the entire construction by 2026. | 47.2325 | 39.7064 | The project involves the construction of a data center on a 6,500m2 area with a capacity of 11.0 MW and IT power of 6.2 MW in Rostov-na-Donu, Rostov region, Russia. The US$35 million project includes the following: 1. Construction of 880 IT racks 2. Construction of server rooms 3. Construction of an administrative building 4. Construction of parking facilities 5. Installation of mechanical equipment 6. Installation of power facilities 7. Installation of cooling systems 8. Installation of safety systems 9. Installation of security systems |  |  |  | April 2026 - Construction activities are underway. July 2025 - Construction activities are underway. February 2025 - Construction activities were commenced on the project. Q4 2024 - Design activities are underway, along with the search for a strategic location. July 2024 - Key Point announced plans to undertake the construction of a data center in Rostov-na-Donu. | Project work on Schedule | 1 | Not Funded / Unconfirmed | Private | Key Point Data Center
562557 | 562557 | 2026-04-15 17:54 | Prologis – 7564 Tenth Line West Data Center – Ontario | Prologis – 7564 Tenth Line West Data Center – Ontario | https://construction.globaldata.com/Projects/Overview/562557 | Planning | Parent | 175 | 2026 Q1 | 2027 Q2 | 2029 Q4 | North America | Canada | Ontario | Mississauga | 7564 Tenth Line West | L5N 3W7 | Commercial & Leisure | Data Center | Data Center |  | Medium | New | Onshore | Prologis is planning to build a data center at 7564 Tenth Line West, Ontario, Canada. The project involves the construction of a two-storey 20,340m2 data center on 15.7ha of land. It includes the construction of data halls, server rooms, a substation and two distribution centers and the installation of generators and uninterruptible power supply (UPS) units, cooling systems and safety and security systems. Prologis Canada Holding 3 GP ULC filed two requests with the City of Mississauga to allow the development of a two-story data center. The other would be to allow for two single-story distribution centers alongside the data center. MTE Consultants has been appointed as the civil engineer, Petroff Partnership Architects as the architect, Pinchin as the environmental and geotechnical consultant and Mainline Planning Services Inc as the planning consultant. | 43.5967 | -79.7967 | The project involves the construction of a two-storey 20,340m2 data center on 15.7ha of land at 7564 Tenth Line West, Ontario, Canada. The US$175 million project includes the following: 1. Construction of data halls 2. Construction of server rooms 3. Construction of a substation 4. Construction of two distribution centers 5. Installation of generators and uninterruptible power supply (UPS) units 6. Installation of the cooling system 7. Installation of safety and security systems | Heating, ventilation and air conditioning (HVAC) |  |  | April 2026 - The project is waiting for the rezoning approvals. March 2026 - Prologis filed an application for rezoning approvals to the Mississauga City Council. Q1 2026 - Prologis announced plans to build a data center in Mississauga, Ontario. | Project Awaiting Approvals | 0 | Not Funded / Unconfirmed | Private | Prologis Inc |  | Petroff Partnership Architects | Mainline Planning Services Inc;MTE Consultants Inc;Pinchin Ltd
563281 | 563281 | 2026-04-15 17:49 | Adani Group – Info Valley AI Data Center – Odisha | Adani Group – Info Valley AI Data Center – Odisha | https://construction.globaldata.com/Projects/Overview/563281 | Announced | Parent | 86 | 2026 Q2 | 2027 Q3 | 2029 Q4 | Asia-Pacific | India | Odisha | Bhubaneshwar | Info Valley | 752054 | Commercial & Leisure | Data Center | Data Center |  | Medium | New | Onshore | Adani Group is planning to construct an AI data center at Info Valley, near Janla on the outskirts of Bhubaneswar, Odisha, India. The project involves the construction of a data center. It includes data halls, server rooms, an administrative space and a substation, and the installation of generators, cooling systems, and safety and security systems. Once complete, the data center aims to provide the infrastructure required for AI, cloud computing, and digital governance. It is part of a larger US$3,540 million investment package by the Adani Group in Odisha, which also includes a US$3,540 million thermal power plant and a US$224 million cement unit near Cuttack. The project will create 200 high-end jobs, both directly and indirectly. | 20.2398 | 85.6952 | The project involves the construction of a data center in Bhubaneswar, Odisha, India. The US$86 million project includes the following: 1. Construction of data halls 2. Construction of server rooms 3. Construction of an administrative space 4. Construction of a substation 5. Installation of generators 6. Installation of cooling systems 7. Installation of safety and security systems | Heating, ventilation and air conditioning (HVAC) |  |  | April 2026 - The Adani Group announced plans to construct a data center in Bhubaneswar. | Project Plan Announced | 1 | Not Funded / Unconfirmed | Private | Adani Group
474806 | 474806 | 2026-04-15 17:43 | TA Realty – Ellenwood Data Center Campus – Georgia | TA Realty – Ellenwood Data Center Campus – Georgia | https://construction.globaldata.com/Projects/Overview/474806 | Pre-Design | Parent | 959 | 2024 Q1 | 2027 Q2 | 2029 Q4 | North America | United States | Georgia | Atlanta | 4350 E Tanners Church Road, Ellenwood | GA 30294 | Commercial & Leisure | Data Center | Data Center |  | Low | New | Onshore | TA Realty is planning to construct a colocation data center at 4350 E Tanners Church Road in Ellenwood, Atlanta, Georgia, the US. The project involves the construction of a 180MW data center campus on 14.16ha of land. It includes the construction of a server room, an administrative building, and parking facilities, and the installation of a generator, cooling system, and safety and security systems. In September 2024, the project received zoning approval from the Clayton County Board of Commissioners. In November 2024, the project received final approval from the Clayton County Board of Commissioners. | 33.6374 | -84.3069 | The project involves the construction of a 180MW data center campus on 14.16ha of land at 4350 E Tanners Church Road in Ellenwood, Atlanta, Georgia, the US. The US$959 million project includes the following: 1. Construction of a server room 2. Construction of an administrative building 3. Construction of parking facilities 4. Installation of a generator 5. Installation of the cooling system 6. Installation of safety and security systems | Heating, ventilation and air conditioning (HVAC) |  |  | April 2026 - Pre-design activities are underway. November 2025 - Pre-design activities are underway. June 2025 - The Development Authority of Clayton County approved an incentive package for the project. January 2025 - Pre-design activities are underway. November 2024 - The project received final approval from the Clayton County Board of Commissioners. September 2024 - The project received zoning approval from the Clayton County Board of Commissioners. Q1 2024 - TA Realty announced plans to construct a data center in Ellenwood. | No Major Development | 0 | Not Funded / Unconfirmed | Private | TA Associates Realty
538823 | 538823 | 2026-04-15 17:25 | Menlo Equities – Sterling MD-VA2 Data Center – Virginia | Menlo Equities – Sterling MD-VA2 Data Center – Virginia | https://construction.globaldata.com/Projects/Overview/538823 | Pre-Design | Parent | 480 | 2024 Q1 | 2027 Q2 | 2028 Q3 | North America | United States | Virginia | Sterling | 22275 Pacific Blvd | VA 20166 | Commercial & Leisure | Data Center | Data Center |  | Low | Redevelopment | Onshore | Menlo Equities LLC plans to construct a hyperscale data center at 22275 Pacific Blvd, Sterling, Virginia, the US. The project involves the construction of a four-story 55,810m2 data center with a capacity of 96MW on 13ha of land. It includes the construction of eight data halls of 12MW each, meeting rooms, and a 300MW substation, and the installation of power and cooling systems, safety and security systems. The site has an existing six-story parking garage and a six-story office building. Dominion Energy Virginia will supply a total of 144MW of utility power. The project is also known as MD-DC2. Construction works are expected to be completed in the third quarter of 2028. | 38.9998 | -77.4474 | The project involves the construction of a four-story 55,810m2 data center with a capacity of 96MW on 13ha of land in Sterling, Virginia, the US. The US$480 million project includes the following: 1. Construction of eight data halls of 12MW each 2. Construction of meeting rooms 3. Construction of a 300MW substation 4. Installation of power and cooling systems 5. Installation of safety and security systems | Heating, ventilation and air conditioning (HVAC); Hyperscale Data Center |  |  | April 2026 - Pre-design activities are underway. September 2025 - Menlo Equities launched Menlo Digital, a dedicated platform focused on the acquisition, development, and operation of data centers. June 2024 - Menlo Equities acquires site with an existing office building in Loudoun County. Q1 2024 - Menlo Equities announced plans to build a data center in Loudoun County. | No Major Development | 0 | Not Funded / Unconfirmed | Private | Menlo Equities LLC
417943 | 352385 | 2026-04-15 17:24 | CloudHQ – Colon Data Center Complex: Phase VI – Queretaro | CloudHQ – Colon Data Center Complex – Queretaro | https://construction.globaldata.com/Projects/Overview/417943 | Execution | Sub | 800 | 2021 Q1 | 2026 Q2 | 2027 Q2 | South and Central America | Mexico | Queretaro |  | Located on carretera estatal 100, El Colorado-Higuerillas. |  | Commercial & Leisure | Data Center | Data Center |  |  | New | Onshore | CHQ Development S de RL de CV (CloudHQ) is building the Colon Data Center Complex in Queretaro, Mexico. The project involves the construction of a data center with a consumption capacity of 100MW, an electrical substation, and parking facilities and the installation of cabinets, security systems, and optical cables. Landeros Castro Mancera (LACAM) was appointed as the legal advisor on the project. CloudHQ has collaborated since 2021 with the Querétaro government, the Federal Electricity Commission (CFE), and the National Energy Control Center (Cenace) to ensure the necessary electrical infrastructure. GE Vernova has been appointed as the electrical equipment supply and civil contractor. The project has secured the initial power to supply the first 200MW of the 900MW. Construction work is going on, and it is scheduled to be completed by the second quarter of 2027. | 20.788 | -100.0452 | The project involves the construction of a data center in the Municipality of Colon, Queretaro, Mexico. The US$800 million project includes the following: 1. Construction of a data center with a consumption capacity of 100MW 2. Installation of security systems 3. Construction of parking facilities 4. Construction of a web-commerce unit 5. Construction of related facilities 6. Installation of cabinets 7. Installation of optical cables | Heating, ventilation and air conditioning (HVAC); Hyperscale Data Center | A new data center is being developed in the Municipality of Colon, Queretaro. The objective of the project is to develop an international level date center to provide lower costs for internet users across the country and reduce international traffic data. |  | April 2026 - Electrical installation work is underway. September 2025 - Planning work is going on. January 2025 - Planning activities are underway. March 2024 - The project is delayed due to legal issues and lack of infrastructure. January 2024 - Planning work is going on. September 2023 - The project is in planning. February 26, 2021 - CloudHQ announced plans to build the Colon data center in Queretaro, Mexico. | Construction Commenced | 4 | Not Funded / Unconfirmed | Private | CloudHQ LLC
417942 | 352385 | 2026-04-15 17:23 | CloudHQ – Colon Data Center Complex: Phase V – Queretaro | CloudHQ – Colon Data Center Complex – Queretaro | https://construction.globaldata.com/Projects/Overview/417942 | Execution | Sub | 800 | 2021 Q1 | 2026 Q2 | 2027 Q2 | South and Central America | Mexico | Queretaro |  | Located on carretera estatal 100, El Colorado-Higuerillas. |  | Commercial & Leisure | Data Center | Data Center |  |  | New | Onshore | CHQ Development S de RL de CV (CloudHQ) is building the Colon Data Center Complex in Queretaro, Mexico. The project involves the construction of a data center with a consumption capacity of 100MW, an electrical substation, and parking facilities and the installation of cabinets, security systems, and optical cables. Landeros Castro Mancera (LACAM) was appointed as the legal advisor on the project. CloudHQ has collaborated since 2021 with the Querétaro government, the Federal Electricity Commission (CFE), and the National Energy Control Center (Cenace) to ensure the necessary electrical infrastructure. Construction work is scheduled to be completed by the second quarter of 2027. | 20.788 | -100.0452 | The project involves the construction of a data center in the Municipality of Colon, Queretaro, Mexico. The US$800 million project includes the following: 1. Construction of a data center with a consumption capacity of 100MW 2. Installation of security systems 3. Construction of parking facilities 4. Construction of a web-commerce unit 5. Construction of related facilities 6. Installation of cabinets 7. Installation of optical cables | Heating, ventilation and air conditioning (HVAC); Hyperscale Data Center | A new data center is being developed in the Municipality of Colon, Queretaro. The objective of the project is to develop an international level date center to provide lower costs for internet users across the country and reduce international traffic data. |  | April 2026 - Electrical installation work is underway. September 2025 - Planning work is going on. January 2025 - Planning activities are underway. March 2024 - The project is delayed due to legal issues and lack of infrastructure. January 2024 - Planning work is going on. September 2023 - The project is in planning. February 26, 2021 - CloudHQ announced plans to build the Colon data center in Queretaro, Mexico. | Construction Commenced | 4 | Not Funded / Unconfirmed | Private | CloudHQ LLC
417940 | 352385 | 2026-04-15 17:20 | CloudHQ – Colon Data Center Complex: Phase IV – Queretaro | CloudHQ – Colon Data Center Complex – Queretaro | https://construction.globaldata.com/Projects/Overview/417940 | Execution | Sub | 800 | 2021 Q1 | 2026 Q2 | 2027 Q2 | South and Central America | Mexico | Queretaro |  | Located on carretera estatal 100, El Colorado-Higuerillas. |  | Commercial & Leisure | Data Center | Data Center |  |  | New | Onshore | CHQ Development S de RL de CV (CloudHQ) is building the Colon Data Center Complex: Phase IV in Queretaro, Mexico. The project involves the construction of a data center with a consumption capacity of 100MW, an electrical substation, and parking facilities and the installation of cabinets, security systems, and optical cables. Landeros Castro Mancera (LACAM) was appointed as the legal advisor on the project. CloudHQ has collaborated since 2021 with the Querétaro government, the Federal Electricity Commission (CFE), and the National Energy Control Center (Cenace) to ensure the necessary electrical infrastructure. GE Vernova has been appointed as the electrical equipment supply and civil contractor. The project has secured the initial power to supply the first 200MW of the 900MW. Construction work is going on, and it is scheduled to be completed by the second quarter of 2027. | 20.788 | -100.0452 | The project involves the construction of a data center in the Municipality of Colon, Queretaro, Mexico. The US$800 million project includes the following: 1. Construction of a data center with a consumption capacity of 100MW 2. Installation of security systems 3. Construction of parking facilities 4. Construction of a web-commerce unit 5. Construction of related facilities 6. Installation of cabinets 7. Installation of optical cables | Heating, ventilation and air conditioning (HVAC); Hyperscale Data Center | A new data center is being developed in the Municipality of Colon, Queretaro. The objective of the project is to develop an international level date center to provide lower costs for internet users across the country and reduce international traffic data. |  | April 2026 - Electrical installation work is underway. September 2025 - Planning work is going on. January 2025 - Planning activities are underway. March 2024 - The project is delayed due to legal issues and lack of infrastructure. January 2024 - Planning work is going on. September 2023 - The project is in planning. February 26, 2021 - CloudHQ announced plans to build the Colon data center in Queretaro, Mexico. | Construction Commenced | 4 | Not Funded / Unconfirmed | Private | CloudHQ LLC
417938 | 352385 | 2026-04-15 17:19 | CloudHQ – Colon Data Center Complex: Phase III – Queretaro | CloudHQ – Colon Data Center Complex – Queretaro | https://construction.globaldata.com/Projects/Overview/417938 | Execution | Sub | 600 | 2021 Q1 | 2026 Q2 | 2027 Q2 | South and Central America | Mexico | Queretaro |  | Located on carretera estatal 100, El Colorado-Higuerillas. |  | Commercial & Leisure | Data Center | Data Center |  |  | New | Onshore | CHQ Development S de RL de CV (CloudHQ) is building the Colon Data Center Complex: Phase III in Queretaro, Mexico. The project involves the construction of a data center with a consumption capacity of 100MW, an electrical substation, and parking facilities and the installation of cabinets, security systems, and optical cables. Landeros Castro Mancera (LACAM) was appointed as the legal advisor on the project. CloudHQ has collaborated since 2021 with the Querétaro government, the Federal Electricity Commission (CFE), and the National Energy Control Center (Cenace) to ensure the necessary electrical infrastructure. GE Vernova has been appointed as the electrical equipment supply and civil contractor. The project has secured the initial power to supply the first 200MW of the 900MW. Construction work is going on, and it is scheduled to be completed by the second quarter of 2027. | 20.788 | -100.0452 | The project involves the construction of a data center in the Municipality of Colon, Queretaro, Mexico. The US$800 million project includes the following: 1. Construction of a data center with a consumption capacity of 100MW 2. Installation of security systems 3. Construction of parking facilities 4. Construction of a web-commerce unit 5. Construction of related facilities 6. Installation of cabinets 7. Installation of optical cables | Heating, ventilation and air conditioning (HVAC); Hyperscale Data Center | A new data center is being developed in the Municipality of Colon, Queretaro. The objective of the project is to develop an international level date center to provide lower costs for internet users across the country and reduce international traffic data. |  | April 2026 - Electrical installation work is underway. September 2025 - Planning work is going on. January 2025 - Planning activities are underway. March 2024 - The project is delayed due to legal issues and lack of infrastructure. January 2024 - Planning work is going on. September 2023 - The project is in planning. February 27, 2021 - CloudHQ announced plans to build the Colon data center in Queretaro, Mexico. | Construction Commenced | 4 | Not Funded / Unconfirmed | Private | CloudHQ LLC
417937 | 352385 | 2026-04-15 17:06 | CloudHQ – Colon Data Center Complex: Phase II – Queretaro | CloudHQ – Colon Data Center Complex – Queretaro | https://construction.globaldata.com/Projects/Overview/417937 | Execution | Sub | 800 | 2021 Q1 | 2026 Q2 | 2027 Q2 | South and Central America | Mexico | Queretaro |  | Located on carretera estatal 100, El Colorado-Higuerillas. |  | Commercial & Leisure | Data Center | Data Center |  |  | New | Onshore | CHQ Development SAB de CV (CloudHQ) is building the Colon Data Center Complex: Phase II in Queretaro, Mexico. The project involves the construction of a data center with a consumption capacity of 100MW, an electrical substation, and parking facilities and the installation of cabinets, security systems, and optical cables. Landeros Castro Mancera (LACAM) was appointed as the legal advisor on the project. CloudHQ has collaborated since 2021 with the Querétaro government, the Federal Electricity Commission (CFE), and the National Energy Control Center (Cenace) to ensure the necessary electrical infrastructure. GE Vernova has been appointed as the electrical equipment supply and civil contractor. The project has secured the initial power to supply the first 200MW of the 900MW. Construction work is going on, and it is scheduled to be completed by the second quarter of 2027. | 20.788 | -100.0452 | The project involves the construction of a data center in the Municipality of Colon, Queretaro, Mexico. The US$800 million project includes the following: 1. Construction of a data center with a consumption capacity of 100MW 2. Installation of security systems 3. Construction of parking facilities 4. Construction of a web-commerce unit 5. Construction of related facilities 6. Installation of cabinets 7. Installation of optical cables | Heating, ventilation and air conditioning (HVAC); Hyperscale Data Center | A new data center is being developed in the Municipality of Colon, Queretaro. The objective of the project is to develop an international level date center to provide lower costs for internet users across the country and reduce international traffic data. |  | April 2026 - Electrical installation work is underway. September 2025 - Planning work is going on. January 2025 - Planning activities are underway. March 2024 - The project is delayed due to legal issues and lack of infrastructure. January 2024 - Planning work is going on. September 2023 - The project is in planning. February 26, 2021 - CloudHQ announced plans to build the Colon data center in Queretaro, Mexico. | Construction Commenced | 4 | Not Funded / Unconfirmed | Private | CloudHQ LLC
540254 | 540254 | 2026-04-15 17:06 | JK Land – Hiddenwood Lane JK2 Data Center – Virginia | JK Land – Hiddenwood Lane JK2 Data Center – Virginia | https://construction.globaldata.com/Projects/Overview/540254 | Planning | Parent | 1200 | 2019 Q2 | 2027 Q2 | 2029 Q4 | North America | United States | Virginia |  | Aldie, Hiddenwood Lane, Loudoun County | VA 20105 | Commercial & Leisure | Data Center | Data Center |  | Medium | New | Onshore | JK Land Holdings LLC is planning to build a data center campus in Aldie, Hiddenwood Lane, Loudoun County, Virginia, the US. The project involves the construction of an 80,733m2 data center campus on 8ha of land. It includes data halls, a substation, conference rooms, break rooms, meet-me rooms, server rooms and parking spaces, and the installation of racks and safety and security systems. It is equipped with reliable uninterruptible power supply (UPS) units and diesel generators for backup power systems. It also features an advanced cooling system, ensuring optimal performance and efficiency with maximum reliability. The project is also known as "JK Technology Park 2". | 38.9487 | -77.544 | The project involves the construction of an 80,733m2 data center campus on 8ha of land in Loudoun County, Virginia, the US. The US$1200 million project includes the following: 1. Construction of data halls 2. Construction of conference rooms 3. Construction of break rooms 4. Construction of server rooms 5. Construction of a substation 6. Construction of meet-me rooms 7. Construction of parking spaces 8. Installation of UPS/generators 9. Installation of racks 10. Installation of safety and security systems | Heating, ventilation and air conditioning (HVAC) |  |  | April 2026 - The project received approval of the zoning application from the Loudoun County Department of Planning. May 2025 - The rezoning application has been submitted. May 2025 - The zoning application was rejected. March 2025 - A public hearing meeting was held. February 2024 - The project is awaiting planning approval. September 2021 - The project was recommended for approval. February 2021 - A public hearing meeting was held. April 2019 - JK Land Holdings LLC announced plans to build a data center in Loudoun County. | Major Authority Clearance Received | 3 | Not Funded / Unconfirmed | Private | JK Land Holdings LLC
417936 | 352385 | 2026-04-15 17:06 | CloudHQ – Colon Data Center Complex: Phase I – Queretaro | CloudHQ – Colon Data Center Complex – Queretaro | https://construction.globaldata.com/Projects/Overview/417936 | Execution | Sub | 800 | 2021 Q1 | 2026 Q2 | 2027 Q2 | South and Central America | Mexico | Queretaro |  | Located on carretera estatal 100, El Colorado-Higuerillas. |  | Commercial & Leisure | Data Center | Data Center |  |  | New | Onshore | CHQ Development S de RL de CV (CloudHQ) is building the Colon Data Center: Phase I in Queretaro, Mexico. The project involves the construction of a data center with a consumption capacity of 100MW, an electrical substation, and parking facilities and the installation of cabinets, security systems, and optical cables. Landeros Castro Mancera (LACAM) was appointed as the legal advisor on the project. CloudHQ has collaborated since 2021 with the Querétaro government, the Federal Electricity Commission (CFE), and the National Energy Control Center (Cenace) to ensure the necessary electrical infrastructure. GE Vernova has been appointed as the electrical equipment supply and civil contractor. The project has secured the initial power to supply the first 200MW of the 900MW. Construction work is scheduled to be completed by the second quarter of 2027. | 20.788 | -100.0452 | The project involves the construction of a data center in the Municipality of Colon, Queretaro, Mexico. The US$800 million project includes the following: 1. Construction of a data center with a consumption capacity of 100MW 2. Installation of security systems 3. Construction of parking facilities 4. Construction of a web-commerce unit 5. Construction of related facilities 6. Installation of cabinets 7. Installation of optical cables | Heating, ventilation and air conditioning (HVAC); Hyperscale Data Center | A new data center is being developed in the Municipality of Colon, Queretaro. The objective of the project is to develop an international level date center to provide lower costs for internet users across the country and reduce international traffic data. |  | April 2026 - Electrical installation work is underway. September 2025 - Planning work is going on. January 2025 - Planning activities are underway. March 2024 - The project is delayed due to legal issues and lack of infrastructure. January 2024 - Planning work is going on. September 2023 - The project is in planning. February 26, 2021 - CloudHQ announced plans to build the Queretaro data center in Mexico. | Construction Commenced | 4 | Not Funded / Unconfirmed | Private | CloudHQ LLC
445816 | 445816 | 2026-04-15 16:51 | Province Grp – Powhatan Technology Park – Virginia | Province Grp – Powhatan Technology Park – Virginia | https://construction.globaldata.com/Projects/Overview/445816 | Planning | Parent | 3000 | 2024 Q1 | 2027 Q2 | 2030 Q4 | North America | United States | Virginia | Richmond | 1318 Page Road, Powhatan County | 23139 | Commercial & Leisure | Data Center | Data Center |  | Medium | New | Onshore | Newport Equities LLC, an affiliate of Province Group LLC is planning to construct a hyperscale data center campus located about 24km west of Richmond’s Central Business District in Virginia, the US. The project involves the construction of a 185,806m2 data center campus with a consumption capacity of 300MW on 49ha of land. It includes the construction of three, two-storey data center buildings, a substation, meeting rooms, server rooms, and parking spaces, and the installation of equipment and safety and security systems. Dominion Energy will energize the campus with an initial deployment of 365MW. | 37.5156 | -77.7319 | The project involves the construction of a 139,355m2 data center campus with a consumption capacity of 300MW on 49ha of land at 1318 Page Road, on the Powhatan-Chesterfield line in Virginia, the US. The US$3,000 million project includes the following: 1. Construction of three data center buildings 2. Construction of a substation 3. Construction of meeting rooms 4. Construction of server rooms 5. Construction of parking spaces 6. Installation of equipment 7. Installation of elevator 8. Installation of safety and security systems | Elevator; Heating, ventilation and air conditioning (HVAC); Hyperscale Data Center |  |  | April 2026 - Planning activities are underway. October 29, 2025 - Powhatan County Council approved to rezone additional 25ha of land from Agriculture 10 (A10) to Light Industrial (I-1). November 2024 - Powhatan County Council approved to rezone 49ha of land from Agriculture 10 (A10) to Light Industrial (I-1). October 2024 - The project is awaiting zoning approvals. May 2024 - Province Group has submitted a zoning application to Powhatan County Council. Q1 2024 - Province Group announced plans to build a data center campus in Powhatan County. | No Major Development | 0 | Not Funded / Unconfirmed | Private | Province Group
510393 | 510393 | 2026-04-15 16:12 | Colt DCS – London 7 Hyperscale Data Center – Greater London | Colt DCS – London 7 Hyperscale Data Center – Greater London | https://construction.globaldata.com/Projects/Overview/510393 | Pre-Design | Parent | 60 | 2024 Q4 | 2027 Q1 | 2029 Q4 | Europe | United Kingdom | Greater London | Hayes |  | UB4 0SL | Commercial & Leisure | Data Center | Data Center |  | High | New | Onshore | Colt Data Centre Services is planning to construct a hyperscale data center campus in Hayes, London, UK. The project involves the construction of a 15,000m2 data center with a consumption capacity of 48MW. It includes the construction of 15 data halls, each one 1,000m2, server rooms, an administrative facility, parking spaces, hard and soft landscaping, associated infrastructure, ancillary office space, and associated facilities, and the installation of equipment, a cooling system, and safety and security systems. The project is part of Colt Data’s US$134 million plan to build three data centers with a combined capacity of 98MW in London. Information Services Group, Inc. has been appointed as the study consultant. The facility will secure power from renewable energy sources and will be supported by the on-site 73 diesel generators that are installed to provide backup power to ensure continuous operation. It also features an advanced cooling system, ensuring optimal performance and efficiency with maximum reliability. In October 2025, the London Borough of Hillingdon voted to approve planning permission. | 51.5099 | -0.39503 | The project involves the construction of a 15,000m2 data center with a consumption capacity of 48MW in Hayes, London, the UK. The US$60 million project includes the following: 1. Construction of 15 data halls 2. Construction of server rooms 3. Construction of an administrative facility 4. Construction of parking spaces 5. Construction of hard and soft landscaping 6. Construction of associated infrastructure 7. Construction of ancillary office space and associated facilities 8. Installation of equipment 9. Installation of the cooling system 10. Installation of safety and security systems | Green data center; Hyperscale Data Center |  |  | April 2026 - Pre-design activities are underway. October 2025 - The project has received planning permission from the Hillingdon Council. July 2025 - Planning activities are underway. Q4 2024 - Colt Data Centre Services announced plans to build a hyperscale data center campus in Hayes. | No Major Development | 0 | Not Funded / Unconfirmed | Private | Colt Data Centre Services |  |  | Information Services Group, Inc.
525318 | 525318 | 2026-04-15 15:55 | Atlas Pwr – Butte Data Center Expansion – Montana | Atlas Pwr – Butte Data Center Expansion – Montana | https://construction.globaldata.com/Projects/Overview/525318 | Planning | Parent | 800 | 2024 Q4 | 2027 Q2 | 2029 Q4 | North America | United States | Montana | Butte |  |  | Commercial & Leisure | Data Center | Data Center |  | Low | Expansion | Onshore | Atlas Power Ltd is planning to undertake the expansion of a colocation data center in Butte, Montana, the US. The project involves the construction of a data center with a consumption capacity of 150MW. It includes data halls, racks, a substation, conference rooms, break rooms, meet-me rooms, server rooms, and parking spaces, and the installation of UPS/generators, safety and security systems. The facility is committed to operating on renewable energy supplied by NorthWestern Energy. It utilizes an advanced cooling system. | 46.1895 | -107.6104 | The project involves the construction of a data center with a consumption capacity of 150MW in Butte, Montana, the US. The US$800 million project includes the following: 1. Construction of data halls 2. Construction of conference rooms 3. Construction of break rooms 4. Construction of server rooms 5. Construction of a substation 6. Construction of meet-me rooms 7. Construction of parking spaces 8. Installation of UPS/generators 9. Installation of safety and security systems | Colocation Data Center; Green data center; Heating, ventilation and air conditioning (HVAC) |  |  | April 2026 - Planning activities are underway. Q3 2025 - Planning activities are underway. June 2025 - Planning activities are underway. Q4 2024 - Atlas Power announced plans to expand the Butte data center in the USA. | No Major Development | 0 | Not Funded / Unconfirmed | Private | Atlas Power Ltd
449804 | 449804 | 2026-04-15 15:26 | ST Engg – Boon Lay Data Center – South West | ST Engg – Boon Lay Data Center – South West | https://construction.globaldata.com/Projects/Overview/449804 | Execution | Parent | 88 | 2022 Q4 | 2024 Q2 | 2026 Q4 | Asia-Pacific | Singapore | South West |  | Jalan Boon Lay | 619523 | Commercial & Leisure | Data Center | Data Center |  |  | New | Onshore | Singapore Technologies Engineering Ltd (ST Engineering) is undertaking the construction of a Tier III colocation data center in Jalan Boon Lay, Singapore. The project involves the construction of a seven-story, 19,348m2 data center with a consumption capacity of 7.5MW. It includes the construction of server rooms, meeting rooms, administrative space, and the installation of 2,400m2 of solar panels on the eastern facade of the building. Upon completion, the project will be the fourth data center and will take the overall data center consumption capacity to 30MW. The facility is designed to meet ISO 27001 for cybersecurity, BCA-IMDA Green Mark Platinum standard of 1.3 certificate and ISO 42001 for responsible AI development. It is committed to operating on solar power and utilizes liquid cooling and immersion cooling systems, as well as Airbitat DC cooling systems. It will have a power usage effectiveness (PUE) of 1.25. The data center is designed to accommodate demanding workloads, including high-power artificial intelligence (AI) and graphic processing unit (GPU) applications exceeding 20kW per rack. The project is trying to achieve Green Mark Platinum, TIA, Uptime, and TVRA (Threat, Vulnerability, and Risk Assessment) certifications. Nakano Singapore has been appointed as the contractor. Construction works commenced in June 2024 and are scheduled to be completed in the fourth quarter of 2026. | 1.3397 | 103.71 | The project involves the construction of a seven-story, 19,348m2 data center with a consumption capacity of 7.5MW in Jalan Boon Lay, Singapore. The US$88 million project includes the following: 1. Construction of server rooms 2. Construction of meeting rooms 3. Construction of administrative space 4. Installation of 2,400m2 of solar panels 5. Installation of elevators 6. Installation of safety and security systems | Colocation Data Center; Elevator; Green data center; Green Mark; Tier 3 Data Center |  |  | April 2026 - Construction activities are underway. October 2025 - Construction activities are underway. June 2025 - Construction activities are underway. March 2025 - Construction activities are underway. July 2024 - Construction works are underway. June 2024 - Construction works commenced. June 2023 - Planning activties are underway. Q4 2022 - ST Engineering announced plan to build data center in Jalan Boon Lay, Singapore. | Project work on Schedule | 1 | Not Funded / Unconfirmed | Private | Singapore Technologies Engineering Ltd | Nakano Singapore (Pte) Ltd
345441 | 345441 | 2026-04-15 15:25 | NxtGen Datacenter – Bidadi Data Center – Karnataka | NxtGen Datacenter – Bidadi Data Center – Karnataka | https://construction.globaldata.com/Projects/Overview/345441 | Construction Complete | Parent | 390 | 2020 Q4 | 2023 Q3 | 2025 Q2 | Asia-Pacific | India | Karnataka |  | Bidadi | 562109 | Commercial & Leisure | Data Center | Data Center |  |  | New | Onshore | NxtGen Datacenter & Cloud Technologies Private Limited (NxtGen) has undertaken the construction of an enterprise data center Bidadi Industrial Area in Ramanagara, Karnataka, India. The project involved the construction of a data center. It included the construction of server rooms, meeting rooms, administrative facilities, and storage facilities and the installation of equipment and cooling systems, safety, and security systems. CommScope is responsible for cabling, and Vertiv provides power and cooling. The facility runs a dense cluster of 4,000 GPUs across 512 servers, comprising on 557m2 space. It will use Nvidia BlueField-3 DPUs, Spectrum-X Ethernet networking, AMD 9575F processors, Dell PowerEdge R670 servers, and Dell PowerScale F710 storage. The project will create employment for 160 people. | 12.7969 | 77.3663 | The project involves the construction of a data center on 1.4ha of land in the Bidadi Industrial Area in Ramanagara, Karnataka, India. The US$390 million project includes the following: 1. Construction of meeting rooms 2. Construction of server rooms 3. Construction of administrative facilities 4. Construction of storage facilities 5. Installation of equipment and cooling systems 6. Installation of safety and security systems | Enterprise Data Center; Heating, ventilation and air conditioning (HVAC) |  |  | June 2025 - Constructionn works were completed. October 18, 2024 - We have not been able to obtain further updates on this project. We have retained the same project stage and amended the key dates accordingly. We will update the profile as soon as we obtain any new information. August 2023 - Construction works are underway. January 26, 2023 - We have not been able to obtain further updates on this project. We have retained the same project stage and amended the key dates accordingly. We will update the profile as soon as we obtain any new information. March 30, 2022 - We have not been able to obtain further updates on this project. We have retained the same project stage and amended the key dates accordingly. We will update the profile as soon as we obtain any new information. June 2021 - Planning activities are underway. May 12, 2021 - NxtGen obtained approvals from the GOK for the project. Q4 2020 - NexGen announced plans to build a data center in Bidadi. | Construction Completed | 5 | Not Funded / Unconfirmed | Private | NxtGen Datacenter & Cloud Technologies Private Limited
525369 | 378871 | 2026-04-15 15:11 | Vantage DC – Osaka (KIX1) Data Center Campus: Phase I – Osaka | Vantage DC – Osaka (KIX1) Data Center Campus – Osaka | https://construction.globaldata.com/Projects/Overview/525369 | Execution | Sub | 70 | 2021 Q2 | 2024 Q2 | 2026 Q3 | Asia-Pacific | Japan | Osaka | Osaka | Ibaraki |  | Commercial & Leisure | Data Center | Data Center |  |  | New | Onshore | Vantage Data Centers (Vantage) is undertaking the construction of a hyperscale data center complex in Ibaraki, Osaka, Japan. The project involves the construction of a four-story data center with a consumption capacity of 28MW. It includes the construction of an office space, conference rooms, meeting rooms, data halls, parking facilities, and the installation of power and cooling systems, safety and security systems. Taisei Corporation has been appointed as the general contractor. It is also known as KIX11. KEPCO will provide the power for the facility. It will use an N+1 closed-loop chilled water system generated through air-cooled chillers. Construction works are expected to be completed in 2026. | 34.8161 | 135.5686 | The project involves the construction of a four-story data center with a consumption capacity of 28MW in Osaka, Japan. The US$70 million project includes the following: 1. Construction of office space 2. Construction of conference rooms 3. Construction of meeting rooms 4. Construction of data halls 5. Construction of parking facilities 6. Construction of related facilities 7. Installation of power and cooling systems 8. Installation of safety and security systems | Hyperscale Data Center |  |  | April 2026 - Construction activities are underway. August 2025 - Construction activities are underway. January 2025 - The topping-out ceremony was held. May 2024 - Construction commenced. Q2 2021 - Vantage announced plans to build a data center complex in Osaka. | Project work on Schedule | 1 | Not Funded / Unconfirmed | Private | Vantage Data Centers UK Ltd | Taisei Corp
414221 | 414221 | 2026-04-15 14:06 | Vantage DC – Bridgend CWL4 Hyperscale Data Center – Bridgend county borough | Vantage DC – Bridgend CWL4 Hyperscale Data Center – Bridgend county borough | https://construction.globaldata.com/Projects/Overview/414221 | Design | Parent | 6683 | 2024 Q2 | 2027 Q1 | 2040 Q4 | Europe | United Kingdom | Bridgend county borough | Bridgend | Former Ford Engine Plant, Waterton Industrial Estate. | CF31 3PJ | Commercial & Leisure | Data Center | Data Center |  | Low | New | Onshore | Vantage Data Centers (Vantage) is planning to develop a state-of-the-art data center campus on the site of the former Ford engine manufacturing plant at Moor Road, Waterton Industrial Estate in Bridgend, Wales, the UK. The project involves the construction of 185,806m2 hyperscale data center campus featuring up to 10 high-performance buildings and three substations on 64ha of land. The campus will incorporate server halls, administrative and meeting spaces, dedicated parking facilities, and the installation of safety and security systems. The facility is committed to operating on renewable energy and will utilise an advanced cooling system with minimal water usage. Hughes and Salvidge Ltd has been appointed as the demolition sub-contractor, Hoare Lea LLP as the engineering design consultant and Sheehan Nagle Hartray Architects as the architect for the project. In May 2024, Vantage Data Centers secured the land and forms part of Vantage’s broader vision to invest over GBP 12 billion in data center infrastructure throughout the UK. The project is set to deliver significant socio-economic benefits, including the creation of high-quality employment opportunities during both the construction and operational phases. Demolition of the existing structures on the former Ford plant site commenced in mid-2024. Simultaneously, in January 2025, Vantage launched a public consultation process to engage with local communities and stakeholders, ensuring that development plans align with regional priorities and receive appropriate feedback. In May 2025, Vantage submitted a hybrid planning application seeking outline planning permission for the development of a data centre campus and full planning permission for the first data center to the Bridgend County Borough Council and secured approvals in October 2025. In November 2025, Vantage submitted a reserved matter application for the construction of the Interim Power Solution, a temporary new pylon and a substation, and the permanent Substation 2 to the Bridgend County Borough Council. The construction of the first two-storey 14,080m2 data center building, CWL41, is scheduled to commence in 2027 with an anticipated two-year build period. The entire project is to be completed in 2040. | 51.492 | -3.5518 | The project involves the construction of 185,806m2 hyperscale data center facilities featuring up to 10 buildings and three substations on 64ha of land in Bridgend County Borough, the UK. The US$6,683 million project includes the following: 1. Construction of server rooms 2. Construction of meeting rooms 3. Construction of an administrative space 4. Installation of generators 5. Installation of safety and security systems | Green data center; Hyperscale Data Center |  |  | April 2026 - Vantage Data Centers is preparing to start construction. December 2025 - Demolition works are underway on the site. November 2025 - Vantage submitted a reserved matter application for the construction of the Interim Power Solution, a temporary new pylon and a substation, and the permanent Substation 2 to the Bridgend County Borough Council. October 02, 2025 - Vantage secured full planning approvals from the Bridgend County Borough Council for the first data center building. July 2025 - The project is awaiting hybrid planning approvals. May 2025 - Vantage submitted a hybrid planning application to the Bridgend County Borough Council. April 2025 - Former Ford plant site is being demolised, simultaneously public consultations are well underway. Q1 2025 - Vantage launched a public consultation on the proposed development, engaging with local stakeholders and the community to gather feedback. July 2024 - Demolition of the existing structures on the former Ford plant site commenced. May 2024 - Vantage announced plans to construct a hyperscale data center at the former Ford plant Waterton Industrial Estate, Wales. | No Major Development | 0 | Not Funded / Unconfirmed | Private | Vantage Data Centers UK Ltd |  | Hoare Lea LLP;Sheehan Nagle Hartray Architects
405604 | 405604 | 2026-04-15 14:05 | Green Energy/ IP3 Int – Surry Green Energy Center – Virginia | Green Energy/ IP3 Int – Surry Green Energy Center – Virginia | https://construction.globaldata.com/Projects/Overview/405604 | Planning | Parent | 6500 | 2022 Q2 | 2027 Q1 | 2029 Q4 | North America | United States | Virginia |  | adjacent to Dominion Surry nuclear power plant, Surry County | VA 23883 | Commercial & Leisure | Data Center | Data Center |  | Low | New | Onshore | A joint venture IP3 Corporation (IP3) and Green Energy Partners LLC (GEP) is planning to undertake the construction of a data center campus in Surry County, Virginia, the US. The project involves the construction of a 278,709m2 data center campus comprising 19 data centers on 259ha of land. It also includes the construction of six, small modular reactors, energy storage units, and hydrogen production units and the installation of equipment, machinery, and safety and security systems. | 37.1659 | -76.6971 | The project involves the construction of a 278,709m2 data center campus comprising 19 data centers on 259ha of land in Surry County, Virginia, the US. The US$6,500 million project includes the following: 1. Construction of six, small modular reactors 2. Construction of energy storage units 3. Construction of hydrogen production units 4. Installation of equipment and machinery 5. Installation of safety and security systems | Colocation Data Center; Energy storage; Heating, ventilation and air conditioning (HVAC) | A data center campus and a hydrogen hub are planned to be developed adjacent to the Surry nuclear power plant in Surry County, Virginia. The project aims to enhance energy storage capabilities to balance supply and demand and to generate millions of dollars in annual salaries and green energy revenue. It will also create 3,000 jobs in the region. |  | April 2026 - Planning activities are underway. August 2025 - Planning activities are underway. March 2025 - The developer of the project is reorganizing under bankruptcy protections. November 2024 - Planning activities are underway. March 2024 - Planning activities are underway. February 2024 - The project received rezoning approval from Surry County Virginia. August 2023 - IP3 and GEP have partnered to build the Surry Green Energy Center in Surry County. April 2023 - The project is seeking formal approval from the Surry County Board of Supervisors to move forward. Q2 2022 - Green Energy Partners LLC announced the plans to build a green energy center in Surry County, Virginia. | No Major Development | 0 | Not Funded / Unconfirmed | Private | Green Energy Partners, LLC;IP3 International
525074 | 525074 | 2026-04-15 14:05 | Dayone – Lahti Data Center – Paijanne Tavastia | Dayone – Lahti Data Center – Paijanne Tavastia | https://construction.globaldata.com/Projects/Overview/525074 | EPC Award | Parent | 1404 | 2024 Q1 | 2026 Q3 | 2029 Q4 | Europe | Finland | Paijanne Tavastia | Lahti | former industrial site in Kiveriö. | 15200 | Commercial & Leisure | Data Center | Data Center |  | High | New | Onshore | Dayone AS is planning to undertake the construction of a hyperscale data center campus on the former industrial site in Kiveriö, Lahti, Paijanne Tavastia, Finland. The project involves the construction of a data center with a consumption capacity of 128MW. It includes data halls, office space, conference rooms, break rooms and parking spaces, and the installation of servers and safety and security systems. It will be developed in phases. The first phase involves a 50MW data center building and is scheduled to be completed by 2027. DayOne has entered into a power connection agreement with Lahti Energy to strengthen the local energy grid. It will utilise Finland's cool climate for free cooling and will use air-cooled chiller technology, eliminating the need for freshwater cooling. The data center can be equipped with reliable uninterruptible power supply (UPS) units and generators for backup power systems. It utilises advanced security systems, ensuring optimal performance and efficiency with maximum reliability. The facility is designed to meet the LEED Gold certification. In September 2025, Eltel was awarded a contract to build grid connections for the project. The scope of the contract includes turnkey delivery of a 110 kV substation and cabling from DayOne’s Data Center site to the Lahti Energia grid. The contract value is estimated at US$44.5 million. In April 2026, SRV Group Plc was appointed as the main contractor for the project. | 60.99 | 25.6784 | The project involves the construction of a data center campus with a consumption capacity of 128MW on the former industrial site in Kiveriö, Lahti, Paijanne Tavastia, Finland. The US$1,404 million project includes the following: 1. Construction of data halls 2. Construction of a substation 3. Construction of system rooms 4. Construction of break rooms 5. Construction of server rooms 6. Construction of a substation 7. Construction of parking spaces 8. Installation of UPS/generators 9. Installation of servers 10. Installation of safety and security systems | Heating, ventilation and air conditioning (HVAC); Hyperscale Data Center; LEED |  |  | April 2026 - SRV Group Plc has been awarded a construction contract. November 2025 - Negotiations with potential tenants are in progress, with no agreements finalised. Simultaneously, demolition works are underway. September 2025 - Eltel has been awarded a contract to build grid connections for DayOne’s new Data Center in Lahti, Finland. August 2025 - Planning activities are underway. Q1 2024 - DayOne announced plans to build a data center in Finland. | Major Contract Awarded | 4 | Not Funded / Unconfirmed | Private | Dayone AS | SRV Group Plc
525997 | 525074 | 2026-04-15 14:04 | Dayone – Lahti Data Center: Phase I – Paijanne Tavastia | Dayone – Lahti Data Center – Paijanne Tavastia | https://construction.globaldata.com/Projects/Overview/525997 | EPC Award | Sub | 550 | 2024 Q1 | 2026 Q3 | 2027 Q4 | Europe | Finland | Paijanne Tavastia | Lahti | former industrial site in Kiveriö. | 15200 | Commercial & Leisure | Data Center | Data Center |  | High | New | Onshore | Dayone AS is planning to undertake the construction of a hyperscale data center on the former industrial site in Kiveriö, Lahti, Paijanne Tavastia, Finland. The project involves the construction of a data center with a consumption capacity of 50MW. It includes data halls, office space, conference rooms, break rooms and parking spaces, and the installation of servers and safety and security systems. The project is committed to operating on the grid and renewable energy secured from Lahti Energy. It will utilize a free-air cooling system. It has UPS and generators for power backup. In April 2026, SRV Group Plc was appointed as the main contractor for the project. The facility is designed to meet the LEED Gold certification. The construction works are scheduled to be completed in 2027. | 60.99 | 25.6784 | The project involves the construction of a data center with a consumption capacity of 50MW on the former industrial site in Kiveriö, Lahti, Paijanne Tavastia, Finland. The US$550 million project includes the following: 1. Construction of data halls 2. Construction of a substation 3. Construction of system rooms 4. Construction of break rooms 5. Construction of server rooms 6. Construction of a substation 7. Construction of parking spaces 8. Installation of UPS/generators 9. Installation of servers 10. Installation of safety and security systems | Green data center; Heating, ventilation and air conditioning (HVAC); Hyperscale Data Center; LEED |  |  | April 2026 - SRV Group Plc has been awarded a construction contract. August 2025 - Planning activities are underway. Q1 2024 - DayOne announced plans to build a data center in Finland. | Major Contract Awarded | 4 | Not Funded / Unconfirmed | Private | Dayone AS | SRV Group Plc
478508 | 478508 | 2026-04-15 13:45 | Siam AI – Siam AI Thailand Data Center – Thailand | Siam AI – Siam AI Thailand Data Center – Thailand | https://construction.globaldata.com/Projects/Overview/478508 | Planning | Parent | 4000 | 2024 Q4 | 2027 Q2 | 2030 Q4 | Asia-Pacific | Thailand |  |  |  |  | Commercial & Leisure | Data Center | Data Center |  | Low | New | Onshore | Siam AI is planning to undertake the construction of a hyperscale data center in Thailand. The project involves the construction of a 200MW data center. It includes the construction of administrative spaces, storage units, and control rooms and the installation of equipment, machinery, and safety and security systems. The project is developed in two phases. The first phase includes the construction of a 100MW data center, and the second phase includes the construction of a 100MW data center. It will be equipped with reliable uninterruptible power supply (UPS) units and generators for backup power systems. It also features an advanced cooling system, ensuring optimal performance and efficiency with maximum reliability. | 15.2968 | 100.9603 | The project involves the construction of a 200MW data center in Thailand. The US4,000 million project includes the following: 1. Construction of administrative spaces 2. Construction of storage units 3. Construction of control rooms 4. Installation of equipment and machinery 5. Installation of a safety and security system | Artificial Intelligence; Hyperscale Data Center |  |  | April 15, 2026 - We have not been able to obtain further updates on this project. We have retained the same project stage and amended the key dates accordingly. We will update the profile as soon as we obtain any new information. November 2025 - Planning activities are underway. February 2025 - Planning activities are underway. October 2024 - Siam AI announced plans to build data center in Thailand. | Information Unavailable |  | Not Funded / Unconfirmed | Private | Siam AI Cloud
511842 | 511842 | 2026-04-15 11:21 | DataVolt – Data Center in Riyadh East (16MW) – Ar Riyad | DataVolt – Data Center in Riyadh East (16MW) – Ar Riyad | https://construction.globaldata.com/Projects/Overview/511842 | Execution | Parent | 128 | 2024 Q1 | 2026 Q2 | 2028 Q1 | Middle East and Africa | Saudi Arabia | Ar Riyad | Riyadh |  |  | Commercial & Leisure | Data Center | Data Center |  |  | New | Onshore | DataVolt is undertaking the construction of a data centre facility at Riyadh East (First Technology Park) in Riyadh Province, Saudi Arabia. Key features include energy-efficient cooling systems offering liquid and air cooling options, robust network connectivity and redundancy, and resilient power infrastructure. The purpose of the facility is to serve hyperscalers, cloud providers, enterprises, and public sector customers, supporting Saudi Arabia’s digital transformation goals with high reliability and operational efficiency. The project involves the construction of a data center building. It also includes the construction of an administrative space, parking facilities, associated facilities, installation of HVAC, installation of power systems, and installation of safety and security systems. The main contract tender has been issued on February 18, 2025 and bids are submitted on June 3, 2025. In January 2026, Sterling & Wilson has been appointed as the main contractor on the project. | 24.6877 | 46.7219 | DataVolt is undertaking the construction of a data centre facility at Riyadh East (First Technology Park) in Riyadh Province, Saudi Arabia. It is a Tier III-certified, AI-ready facility located in Riyadh’s First Technology Park on a 55,000 m² plot. The data centre is built for high-density workloads, supporting hyperscalers, cloud providers and enterprise users. It includes energy-efficient cooling systems—both liquid cooling and air cooling—and redundant critical systems for reliability. Site area: 11,600 m² The US$128 million project includes the following: 1. Construction of a data centre 2. Construction of an administrative space 3. Site preparation of land excavation, earthworks, plot development, and utilities connection 4. Installing fibre connectivity and network routes with low-latency access 5. Installation of HVAC 6. Installation of cooling systems: liquid-cooling and air-cooling integration 7. Installation of safety and security system |  | A data center is planned to be built in Riyadh, Saudi Arabia. It will help in technological advancement and digital infrastructure expansion. |  | April 2026 - The construction works have commenced on the project. January 2026 - Sterling & Wilson has been appointed as the main contractor on the project. December 2025 - We have not been able to obtain further updates on this project. We have retained the same project stage and amended the key dates accordingly. We will update the profile as soon as we obtain any new information. July 13, 2025 - The main contract tender has been issued on February 18, 2025 and bids are submitted on June 3, 2025. | Project work on Schedule | 1 | Not Funded / Unconfirmed | Private | DataVolt | Sterling and Wilson Renewable Energy Ltd
555131 | 555131 | 2026-04-15 10:21 | Empyrion Digital – MY1 Johor Data Centre Campus – Johor | Empyrion Digital – MY1 Johor Data Centre Campus – Johor | https://construction.globaldata.com/Projects/Overview/555131 | Planning | Parent | 2800 | 2025 Q1 | 2026 Q3 | 2030 Q4 | Asia-Pacific | Malaysia | Johor |  | Southern Industrial & Logistics Clusters (Silc) |  | Commercial & Leisure | Data Center | Data Center |  | Low | New | Onshore | Empyrion Digital is planning to construct a hyperscale AI data centre campus in Nusajaya within the SiLC Industrial Cluster of Johor, Malaysia. The project involves the construction of a 200MW data centre campus on 14ha of land. It involves the construction of five buildings, 40MW each, control rooms, server rooms, administrative space, and the installation of equipment and safety and security systems. It will be developed in phases. The facility will incorporate both liquid and air-cooled technologies for cooling, targeting a PUE below 1.3 for liquid cooling and below 1.4 for air cooling. Empyrion Digital has secured 145MW of initial power allocation from Tenaga Nasional Berhad (TNB), with the earliest energisation targeted for September 2026. It also procures green energy through long-term PPAs. In December 2025, the project secured the approval for both the Electricity Supply Agreement (ESA) and Data Centre Task Force (DCTF) application. Phase I is scheduled for completion in the fourth quarter of 2026. | 1.4776 | 103.6044 | The project involves the construction of a 200MW hyperscale data centre campus on 14ha of land in Nusajaya within the SiLC Industrial Cluster of Johor, Malaysia. The US$2,800 million project includes the following: 1. Construction of five buildings, 40MW each 2. Construction of control rooms 3. Construction of server rooms 4. Construction of administrative space 5. Installation of equipment 6. Installation of safety and security systems | Heating, ventilation and air conditioning (HVAC); Hyperscale Data Center |  |  | April 2026 - Planning activities are underway. December 2025 - The project secured the approval for both the Electricity Supply Agreement (ESA) and Data Centre Task Force (DCTF) application. January 2025 - Empyrion Digital announced plans to build a hyperscale data centre campus in Nusajaya within the SiLC Industrial Cluster of Johor, Malaysia. | No Major Development | 0 | Not Funded / Unconfirmed | Private | Empyrion Digital
513436 | 419537 | 2026-04-15 00:12 | NEXTDC Ltd – Macquarie Park S5 Data Center: Phase I – New South Wales | NEXTDC Ltd – Macquarie Park S5 Data Center – New South Wales | https://construction.globaldata.com/Projects/Overview/513436 | Planning | Sub | 120 | 2022 Q4 | 2026 Q4 | 2029 Q1 | Asia-Pacific | Australia | New South Wales | Sydney | 269 Lane Cove Road, Macquarie Park. | 2113 | Commercial & Leisure | Data Center | Data Center | Office Buildings; Other Retail Buildings | Low | New | Onshore | NEXTDC Ltd (NXT) is planning to undertake the construction of a Tier IV hyperscale data center complex in Sydney, New South Wales, Australia. The project involves the construction of a nine-story 20MW data center building accommodating seven data halls with a total floor area of 16,571m2. It includes the construction of two retail tenancies at ground level with a floor area of 326m2, a lobby and innovation hub including auditorium and training rooms with a floor area of 3,186m2, and ancillary office floor space on upper levels with a floor area of 10,631m2. The facility will be powered by a 33kV on-site switching station through a utility power supply. For power backup, it utilises diesel generators, above-ground water tanks for industrial water, above-ground diesel storage tanks and an above-ground water tank for fire water. HDR Architecture Inc. has been appointed as the architect, and Taylor Thomson Whitting as the structural engineer. | -33.7738 | 151.1248 | The project involves the construction of a data center with a consumption capacity of 20MW in Sydney, New South Wales, Australia. The US$120 million project includes the following: 1. Construction of a data center building 2. Construction of server rooms 3. Construction of control rooms 4. Construction of data halls 5. Construction of an office space 6. Installation of equipment 7. Installation of safety and security systems 8. Construction of related facilities | Hyperscale Data Center; Tier 4 Data Center |  |  | April 2026 - Planning activities are underway. January 2026 - The project is in the process of attaining approvals. July 2025 - Planning activities are underway. Q3 2024 - NEXTDC Ltd has submitted plans to The Department of Planning, Housing, and Infrastructure, NSW. October 2023 - Planning activities are underway. October 19, 2022 - NextDC announced plans to build a fifth data center in Sydney. | No Major Development | 0 | Not Funded / Unconfirmed | Private | NEXTDC Ltd |  | HDR Architecture Inc | Arup Australia Pty Ltd;Taylor Thomson Whitting
419537 | 419537 | 2026-04-15 00:11 | NEXTDC Ltd – Macquarie Park S5 Data Center – New South Wales | NEXTDC Ltd – Macquarie Park S5 Data Center – New South Wales | https://construction.globaldata.com/Projects/Overview/419537 | Planning | Parent | 200 | 2022 Q4 | 2026 Q4 | 2029 Q1 | Asia-Pacific | Australia | New South Wales | Sydney | 269 Lane Cove Road, Macquarie Park. | 2113 | Commercial & Leisure | Data Center | Data Center | Office Buildings | Low | New | Onshore | NEXTDC Ltd (NXT) is planning to undertake the construction of a Tier IV hyperscale data center complex in Sydney, New South Wales, Australia. The project involves the construction of a 33,132m2 data center with a capacity of 90MW. It includes the construction of two nine-story data center buildings with 14 data halls, server rooms, a 33kV switching station, a 14,143m2 office space, 16 above-ground diesel storage tanks and 51 car spaces, 17 motorbike spaces and 20 bicycle spaces and the installation of 10 Electric Vehicles (EV) charging spaces and 48 diesel generators with 3MW power each. Building 1 includes a nine-story 20MW data center building accommodating seven data halls with a total floor area of 16,571m2, two retail tenancies at ground level with a floor area of 326m2, a lobby and innovation hub including auditorium and training rooms with a floor area of 3,186m2, and ancillary office floor space on upper levels with a floor area of 10,631m2. Building 2 includes a nine-story data center building accommodating seven data halls with a total floor area of 16,571m2. The facility will be powered by a 33kV on-site switching station through a utility power supply. For power backup, it utilises diesel generators, above-ground water tanks for industrial water, above-ground diesel storage tanks and an above-ground water tank for fire water. HDR Architecture Inc. has been appointed as the architect, and Taylor Thomson Whitting as the structural engineer. In March 2026, the project won support from the Investment Delivery Authority (IDA). The project will create 942 construction jobs and 490 Operational Jobs. | -33.7738 | 151.1248 | The project involves the construction of two nine-storey data center buildings with a capacity of 90MW in Sydney, New South Wales, Australia. The US$200 million project includes the following: 1. Construction of two nine-story data center buildings with 14 data halls 2. Construction of server rooms 3. Construction of a 33kV switching station 4. Construction of a 14,143m2 office space 5. Construction of 16 above-ground diesel storage tanks 6. Construction of 51 car spaces, 17 motorbike spaces and 20 bicycle spaces 7. Installation of 10 Electric Vehicles (EV) charging spaces 8 Installation of 48 diesel generators with 3MW power each | Heating, ventilation and air conditioning (HVAC); Hyperscale Data Center; Tier 4 Data Center |  |  | April 2026 - Planning activities are underway. January 2026 - The project is in the process of attaining approvals. July 2025 - The project is awaiting approvals. August 2024 - The project is awaiting approvals. August 2024 - NEXTDC Ltd has submitted plans to The Department of Planning, Housing, and Infrastructure, NSW. July 2024 - Planning activities are underway. October 2023 - Planning activities are underway. Q4 2022 - NextDC announced plans to build a fifth data center in Sydney. | No Major Development | 0 | Not Funded / Unconfirmed | Private | NEXTDC Ltd |  | HDR Architecture Inc | Arup Australia Pty Ltd;Taylor Thomson Whitting
375301 | 375301 | 2026-04-14 16:52 | Vantage DC – MEL1 Hyperscale Data Center Campus – Victoria | Vantage DC – MEL1 Hyperscale Data Center Campus – Victoria | https://construction.globaldata.com/Projects/Overview/375301 | Execution | Parent | 25 | 2021 Q3 | 2022 Q1 | 2026 Q3 | Asia-Pacific | Australia | Victoria | Melbourne | 45 Tullamarine Park Rd | 3043 | Commercial & Leisure | Data Center | Data Center |  |  | New | Onshore | Vantage Data Centers, LLC is constructing a hyperscale data center campus in Melbourne, Victoria, Australia. The project involves the construction of three multi-story data center buildings with a combined floor area of 25,000m2 and a combined capacity of 48MW on 3ha of land. It includes the construction of an administrative space, office space, conference rooms, break rooms, and two meet-me rooms, the installation of equipment, K12-rated fencing and safety and security systems. The power to the data center is provided by Jamena and backed up by an N+1 substation at 66KV on campus. It utilises a closed-loop chilled water cooling system. The project will be developed in multiple phases. The first phase involves the construction of an 8MW data center Construction work is scheduled to be completed by 2026. | -37.7078 | 144.8722 | The project involves the construction of three multi-story data centre buildings with a combined capacity of 48MW on 3ha of land in Melbourne, Victoria, Australia. The US$25 million project includes the following: 1. Construction of three data centers 2. Construction of an administrative space 3. Construction of office space 4. Construction of conference rooms 5. Construction of break rooms 6. Construction of two meet-me rooms 7. Construction of a onsite sub station 7. Installation of equipment and fencing 8. Installation of safety and security systems | Heating, ventilation and air conditioning (HVAC); Hyperscale Data Center |  |  | April 2026 - Construction activities are underway. November 2025 - Construction works are underway. July 29, 2025 - We have not been able to obtain further updates on this project. We have retained the same project stage and amended the key dates accordingly. We will update the profile as soon as we obtain any new information. September 2024 - We have not been able to obtain further updates on this project. We have retained the same project stage and amended the key dates accordingly. We will update the profile as soon as we obtain any new information. February 28, 2024 - We have not been able to obtain further updates on this project. We have retained the same project stage and amended the key dates accordingly. We will update the profile as soon as we obtain any new information. August 23, 2023 - We have not been able to obtain further updates on this project. We have retained the same project stage and amended the key dates accordingly. We will update the profile as soon as we obtain any new information. November 2022 - Construction activities are underway. July 2022 - Construction activities are underway. December 2021 - Planning activities on the project are underway. September 09, 2021 - VDC announced plans to build data center in Tullamarine, Victoria. | Project work on Schedule | 1 | Not Funded / Unconfirmed | Private | Vantage Data Centers Management Co LLC | Hickory Group
407113 | 404381 | 2026-04-14 16:40 | Adani Enterprises – Kapuluppada Integrated Data Center – Andhra Pradesh | Adani Group – Visakhapatnam Data Center Program – Andhra Pradesh | https://construction.globaldata.com/Projects/Overview/407113 | Planning | Parent | 881 | 2022 Q4 | 2027 Q3 | 2031 Q1 | Asia-Pacific | India | Andhra Pradesh | Visakhapatnam | Kapuluppada |  | Commercial & Leisure | Data Center | Data Center |  | Low | New | Onshore | Vizag Tech Park Pvt Ltd, a subsidiary of Adani Enterprises Ltd (AEL), is planning to build an integrated data center in Kapuluppada, Visakhapatnam, Andhra Pradesh, India. The project involves the construction of a 100MW integrated data center. It includes the construction of server rooms, control rooms, administrative space, heat recovery systems, and the installation of solar panels, cooling systems, and safety and security systems. The project will be powered by 100% renewable sources. The project is expected to create 35,000 indirect and 25,000 direct jobs. It will be developed in five phases and is expected to be completed in 2031. | 17.6801 | 83.2016 | The project involves the construction of a 100MW integrated data center in Kapuluppada, Visakhapatnam, Andhra Pradesh, India. The US$881 million (INR72,100 million) project includes the following: 1. Construction of data center racks 2. Construction of control rooms 3. Construction of administrative space 4. Construction of heat recovery systems 5. Construction of server rooms 6. Installation of cooling systems 7. Installation of safety and security systems 8. Installation of solar panels | Green data center; Heating, ventilation and air conditioning (HVAC); Stone Cladding | An integrated data center is planned at kapuluppada. The project aims to develop the first green Data Center park. |  | April 2026 - Planning activities are underway. October 2025 - Planning activities are underway. May 2025 - Planning activities are underway. January 2025 - Adani Group received environmental clearance from the State Environment Impact Assessment Authority (SEIAA). October 2024 - Planning activities are underway. January 2024 - The Visakhapatnam Forest Department issued a no-objection certificate. May 03, 2023 - A foundation stone was laid. Q4 2022 - ADANIENT announced plans to build a data center in Kapuluppada. | No Major Development | 0 | Not Funded / Unconfirmed | Private | Adani Enterprises Ltd
293548 | 404381 | 2026-04-14 16:40 | AdaniConneX – Madhurawada Integrated Data Center and Business Park – Andhra Pradesh | Adani Group – Visakhapatnam Data Center Program – Andhra Pradesh | https://construction.globaldata.com/Projects/Overview/293548 | Planning | Parent | 1790 | 2018 Q4 | 2027 Q3 | 2031 Q1 | Asia-Pacific | India | Andhra Pradesh | Visakhapatnam | Madhurawada | 530048 | Commercial & Leisure | Data Center | Data Center |  | Low | New | Onshore | AdaniConnex Pvt Ltd, a JV of Adani Group and EdgeConneX are planning an Integrated Data Centre and Business Park in the Madhurawada area of Visakhapatnam, Andhra Pradesh, India. The project involves the construction of an Integrated Data Centre and Business Park on 52.60ha of land. The project will be developed in five phases. It includes the construction of a data centre with a consumption capacity of 200MW, logistic units, a skill development centre, and the installation of cooling systems and safety and security systems. The project will be the first green Data Center park with a 100% renewable energy-powered project in the world. | 17.8244 | 83.3269 | The project involves the construction of an Integrated Data Centre and Business Park on 52.60ha of land in the Madhurawada area of Visakhapatnam, Andhra Pradesh, India. The US$1,790 million (INR146,340 million) project includes the following: 1. Construction of a data centre with a consumption capacity of 200MW 2. Construction of business park 3. Construction of skill development centre 4. Construction of heat recovery systems 5. Installation of safety and security systems 6. Installation of solar panels | Colocation Data Center; Green data center; Heating, ventilation and air conditioning (HVAC) | An Integrated Data Centre and Business Park at Madhurawada in Visakhapatnam, Andhra Pradesh. Earlier in 2019, ADANIENT announced plans to build a US$9,952 million renewable-powered 5,000MW data centre on 202ha of land which will be developed in phases. It includes the construction of three, 1,000MW data centres. ADANIENT intends to invest US$5,687 million in a data centre park and US$4,265 million in renewable power infrastructure. In January 2019, ADANIENT signed a memorandum of understanding (MoU) with the state government to develop the project. On February 14, 2019, a foundation stone was laid for the project. In November 2019, the newly elected Government of Andhra Pradesh (GoAP) informed ADANIENT to submit their detailed project plan to allocate the land. ADANIENT has planned to downsize the project investment to US$2,000 million on 130ha of land instead of the original proposal. The park will be powered with up to 100 percent renewable energy and connected with robust terrestrial and submarine infrastructure to help the deployment of cloud and emerging technologies in the region. |  | April 2026 - Planning activities are underway. October 2025 - Planning activities are underway. March 2025 - Project is moving in slowface. January 2025 - Adani Group received environmental clearance from the State Environment Impact Assessment Authority (SEIAA). November 2024 - Project is moving in slowface. June 2024 - Planning activities are underway. January 2024 - The Visakhapatnam Forest Department issued a no-objection certificate. December 2023 - The project is still in the planning phase. May 2023 - Foundation stone was laid for the project. October 2021 - The land allotment was approved by the cabinet of GoAP. February 2021 - GoAP had allotted 82ha of land at Madhurawada for the project. November 2020 - Project received approvals of revised plan from GoAP. November 2019 - GoAP informed ADANIENT to submit their revised project plans. Following, ADANIENT has planned to downsize the project investment to US$421 million on 32ha of land instead of the original proposal. September 2019 - The project is facing delay due to the change in administration. February 2019 - Planning activities are underway. February 14, 2019 - Foundation stone ceremony was held. January 2019 - ADANIENT signed an MoU with the Government of Andhra Pradesh to develop the project. Q4 2018 - ADANIENT announced plans to build a data center in Visakhapatnam. | No Major Development | 0 | Not Funded / Unconfirmed | Private | AdaniConnex Pvt Ltd
404381 | 404381 | 2026-04-14 16:39 | Adani Group – Visakhapatnam Data Center Program – Andhra Pradesh | Adani Group – Visakhapatnam Data Center Program – Andhra Pradesh | https://construction.globaldata.com/Projects/Overview/404381 | Planning | Program | 2671 | 2023 Q1 | 2027 Q3 | 2031 Q4 | Asia-Pacific | India | Andhra Pradesh | Visakhapatnam |  |  | Commercial & Leisure | Data Center | Data Center |  | Low | New | Onshore | Adani Group is planning to build two data centers in Visakhapatnam, Andhra Pradesh, India. The program involves the construction of two data centers with a capacity of over 400MW. It includes the construction of server rooms, meeting rooms, administrative facilities, and storage facilities, the installation of equipment and cooling systems, and safety and security systems. The program involves the construction of the following: --> A data center with a capacity of 200MW and a skill university on 53ha of land with an investment of US$1,763 million in Madhurawada. The project is expected to create 35,000 indirect and 25,000 direct jobs. This project will be developed in five phases and is expected to be completed in 2031. --> An integrated data center with a technology and business park on 25ha of land with an investment of US$869 million is expected to create 14,825 jobs at Kapulappada near Bheemunipatnam. In May 2023, the foundation stone was laid. In January 2024, the Visakhapatnam Forest Department issued a no-objection certificate. In January 2025, Adani Group received environmental clearance from the State Environment Impact Assessment Authority (SEIAA). | 17.7391 | 82.9824 | The program involves the construction of two data centers with a capacity of over 400MW in Visakhapatnam, Andhra Pradesh, India. The US$2,671 million (INR218,440 million) project includes the following: 1. Construction of server rooms 2. Construction of meeting rooms 3. Construction of administrative facilities 4. Construction of storage facilities 5. Installation of equipment and cooling systems 6. Installation of safety and security systems | Heating, ventilation and air conditioning (HVAC); Hyperscale Data Center | [5 empty] | Not Funded / Unconfirmed | Private | Adani Group
538891 | 538891 | 2026-04-14 16:36 | DayOne DC – Kempas Tech Park Data Center – Johor | DayOne DC – Kempas Tech Park Data Center – Johor | https://construction.globaldata.com/Projects/Overview/538891 | Execution | Parent | 700 | 2023 Q1 | 2024 Q1 | 2026 Q4 | Asia-Pacific | Malaysia | Johor | Johor Bahru | PTD 159386 KM6.5 Jalan Kampung Maju Jaya, Jalan Kempas Lama, 81300 Johor Bahru. | 81300 | Commercial & Leisure | Data Center | Data Center |  |  | New | Onshore | DayOne is undertaking the construction of a hyperscale data center at Kempas Tech Park in Johor Bahru, Johor, Malaysia. The project involves the construction of a data center with a consumption capacity of 108MW. It includes the construction of data halls, racks, a substation, office space, break rooms, meet-me rooms, a refuse and recycling facility, and parking spaces, and the installation of racks, UPS/generators, and safety and security systems. The facility is committed to operating on renewable energy through a solar plant. It is equipped with reliable uninterruptible power supply (UPS) units and diesel generators for backup power systems. It also features a liquid cooling system, ensuring optimal performance and efficiency with maximum reliability. It is designed to achieve LEED Gold certification. It intends to implement Malaysia’s first river water treatment system for data center operations. SHVT Group was appointed as the main contractor. In June 2025, DayOne signed a solar power purchase agreement with Tenaga Nasional Berhad (TNB). | 1.56 | 103.7163 | The project involves the construction of a data center with a consumption capacity of 108MW at Kempas Tech Park in Johor Bahru, Johor, Malaysia. The US$700 million project includes the following: 1. Construction of data halls 2. Construction of office space 3. Construction of break rooms 4. Construction of a refuse and recycling facility 5. Construction of a substation 6. Construction of meet-me rooms 7. Construction of parking spaces 8. Installation of UPS/generators 9. Installation of racks 10. Installation of safety and security systems | Emergency power/Backup power; Green data center; Heating, ventilation and air conditioning (HVAC); Hyperscale Data Center; LEED |  | https://dayonedc.com/ | April 2026 - Constructrion works are underway. February 2026 - Construction activities are underway. September 2025 - Construction works are underway. January 2025 - Construction works are underway. August 2024 - Construction activities are underway. Q1 2023 - DayOne announced plans to construct a data center in Kempas. | Project work on Schedule | 1 | Partially Funded | Private | DayOne Data Centers Singapore Pte Ltd | SHVT Group
563562 | 563562 | 2026-04-14 16:02 | TSL – San Fernando de Henares Data Center – Madrid | TSL – San Fernando de Henares Data Center – Madrid | https://construction.globaldata.com/Projects/Overview/563562 | Execution | Parent | 100 | 2022 Q1 | 2025 Q4 | 2027 Q4 | Europe | Spain | Madrid | San Fernando de Henares |  |  | Commercial & Leisure | Data Center | Data Center |  |  | New | Onshore | TSL Projects Ltd is constructing a data center in San Fernando de Henares, Madrid, Spain. The project involves the construction of a 20MW data center on a 22150m2 floor area, and administrative space, and the installation of cooling equipment and servers. IDP Ingenieria y Arquitectura Iberia SL has been appointed for peer review, value engineering services, and coordinated BIM Model. An in-house division of TSL projects is undertaking the construction. | 40.4239 | -3.5326 | The project involves the construction of a data center in San Fernando de Henares, Madrid, Spain. The US$100 million project includes the following: 1. Construction of a 20MW data center on a 22150m2 floor area 2. Construction of administrative spaces 3. Installation of cooling equipment and servers | Building Information Modeling (BIM) |  |  | April 14, 2026 - Construction activities are underway. Q4 2025 - Construction started. March 2022 - TSL announced plans to construct a data center in San Fernando de Henares, Madrid, Spain. | Project work on Schedule | 1 | Not Funded / Unconfirmed | Private | TSL Projects Ltd | TSL Projects Ltd |  | IDP Ingenieria y Arquitectura Iberia SL
539297 | 539297 | 2026-04-14 15:58 | BluSky AI – Nephi Data Center – Utah | BluSky AI – Nephi Data Center – Utah | https://construction.globaldata.com/Projects/Overview/539297 | Planning | Parent | 25 | 2025 Q1 | 2027 Q2 | 2028 Q4 | North America | United States | Utah |  | at 1358 N 200 W, Nephi | UT 84648 | Commercial & Leisure | Data Center | Data Center |  | Low | New | Onshore | BluSky AI Inc. is planning to undertake the construction of a modular data center at 1358 N 200 W, Nephi, in Juab County, Utah, the US. The project involves the construction of a 1,486m2 data center with a consumption capacity of 4MW on 0.15ha of land. It includes the construction of data halls, server rooms, and an administrative space, parking facilities, and the installation of generators, cooling systems, and safety and security systems. BluSky signed an agreement with TNT Land and Holdings LLC to lease land for the development of a data center. | 39.7295 | -111.8379 | The project involves the construction of a 1,486m2 data center with a consumption capacity of 4MW on 0.15ha of land in Utah, the US. The US$25 million project includes the following: 1. Construction of data halls 2. Construction of server rooms 3. Construction of an administrative space 4. Construction of parking facilities 5. Installation of generators 6. Installation of cooling systems 7. Installation of safety and security systems | Modular data center |  |  | April 2026 - Planning activities are underway. September 2025 - BluSky AI Inc. Signs Letter of Intent (LOI) to lease a Site for the data center. Q1 2025 - BluSky AI announced plans for the construction of a data center in Utah. | No Major Development | 0 | Not Funded / Unconfirmed | Private | BluSky AI Inc
408255 | 408255 | 2026-04-14 15:06 | Vantage DC – KUL2 Hyperscale Data Center – Selangor | Vantage DC – KUL2 Hyperscale Data Center – Selangor | https://construction.globaldata.com/Projects/Overview/408255 | Execution | Parent | 3000 | 2023 Q1 | 2024 Q3 | 2028 Q4 | Asia-Pacific | Malaysia | Selangor |  | Cyberjaya |  | Commercial & Leisure | Data Center | Data Center |  |  | New | Onshore | Vantage Data Centers (Vantage) is undertaking the construction of a hyperscale AI data center in Cyberjaya, Selangor, Malaysia. The project involves the construction of a 256,000m2 data center campus comprising 10 buildings with a consumption capacity of 256MW on 14ha of land. It includes the construction of server rooms, a control room, a 500MVA N+1 substation, two meet-me-rooms (MMRs) for each data center, five points of entry (POEs) for the campus, storage space, and office space, and the installation of equipment, CCTV surveillance, and safety and security systems. It will be developed in stages. The first data center, KUL21 on the campus, will have a 64MW capacity and will feature near-zero water utilization efficiency by using the latest cooling technology. Vantage signed an Electricity Supply Agreement (ESA) with Tenaga Nasional Bhd (TNB) for the data center, and it will use a highly efficient closed-loop chilled water cooling system generated through an air-cooled chiller. Hong Kong-based construction contractor Leighton Asia has won a deal to design and build the first phase of a high-density, liquid cooling-ready data center. Maverick United Consulting Engineers Sdn Bhd is the structural engineer, Engenious Solutions Sdn Bhd is the mechanical & electrical engineer, YS Jaya Construction Sdn Bhd is the structural engineer, Geotechnical Alliance Sdn Bhd is the geotechnical consultant, and Blue Stone Management is the project management consultant. In February 2026, Midtown Group Berhad was awarded a US$10 million construction contract. The award pertains to Package C04C of the second data center KUL22. | 2.9042 | 101.6516 | The project involves the construction of a 256,000m2 data center campus comprising 10 buildings with a consumption capacity of 256MW on 14ha of land in Cyberjaya, Selangor, Malaysia. The US$3,000 million project includes the following: 1. Construction of server rooms 2. Construction of a control room 3. Construction of a 500MVA N+1 substation 4. Construction of two meet-me-rooms (MMRs) for each data center 5. Construction of five points of entry (POEs) for the campus 6. Construction of storage space 7. Construction of office spaces 8. Installation of equipment 9. Installation of CCTV surveillance 10. Installation of safety and security systems | Heating, ventilation and air conditioning (HVAC); Hyperscale Data Center | A data centre is being constructed in Cyberjaya, Selangor. The project will be Vantage's second data centre and is located adjacent to its existing campus (KUL1) in Cyberjaya. It also aims to provide low-latency connectivity to major cities in the region, including Singapore, Bangkok, and Jakarta. Vantage’s KUL2 Cyberjaya campus will feature the most state-of-the-art electrical equipment to ensure maximum efficiency and reliability. The campus will offer an N+1 substation on campus at 500MVA redundancy across all systems. The power will be provided by Tenaga Nasional Berhad (TNB). |  | April 2026 - Construction activities are underway. February 2026 - Midtown Group Bhd has been appointed as a contractor for KUL22. October 2025 - Construction works are underway. June 2025 - Construction works are underway. March 2025 - Leighton Asia Ltd has been appointed as a design-build contractor. August 2024 - Construction works commenced. May 2024 - Planning activities are underway. December 2023 - Planning activities are underway. May 2023 - Vantage signed an agreement with Cyberview for the implementation of the project. Q1 2023 - Vantage Data Centers announced plans to construct a second data center (KUL2) in Cyberjaya. | Project work on Schedule | 1 | Not Funded / Unconfirmed | Private | Vantage Data Centers Management Co LLC | Leighton Asia Ltd | Leighton Asia Ltd | Blue Stone Management Group;Engenious Solutions Sdn Bhd;Geotechnical Alliance Sdn bhd;Maverick United Consulting Engineers Sdn Bhd;YS Jaya Construction Sdn Bhd
446077 | 446077 | 2026-04-14 15:00 | ST Telemedia Global Data Ctrs/ VNG Corp – STT VNG Ho Chi Minh City 2 Data Center – Ho Chi Minh City | ST Telemedia Global Data Ctrs/ VNG Corp – STT VNG Ho Chi Minh City 2 Data Center – Ho Chi Minh City | https://construction.globaldata.com/Projects/Overview/446077 | Execution | Parent | 420 | 2023 Q4 | 2025 Q2 | 2026 Q3 | Asia-Pacific | Vietnam | Ho Chi Minh City | Ho Chi Minh City | Tan Thuan Export Processing Zone, District 7. |  | Commercial & Leisure | Data Center | Data Center |  |  | New | Onshore | ST Telemedia Global Data Centres (STT GDC) and VNG Corporation (VNG) are undertaking the construction of a Tier III colocation data center at Tan Thuan Export Processing Zone, District 7, Ho Chi Minh City, Vietnam. The project involves the construction of a data center with a consumption capacity of 69MW. It includes the construction of a server room with racks, meeting rooms, administrative facilities, and parking facilities, and the installation of generators, equipment, safety, and security systems. The facility draws power from a utility grid and will feature a Chilled Water Plant with Cooling Towers with N+1 configuration and CRAH units on N+2 redundant configuration. It is equipped with emergency generators. It has been designed to meet ISO 27001: 2013 and PCI DSS certifications. In June 2024, STT GDC, KKR and Singtel announced the signing of definitive agreements under which a KKR-led consortium of KKR will invest US$1.3 billion in STT GDC via Redeemable Preference Shares (RPS), with detachable warrants. Upon exercise of the warrants in full, the consortium will invest an additional US$920 million. In February 2026, KKR, Singtel, and STT GDC announced the signing of definitive agreements under which funds managed by KKR and Singtel will acquire the remaining 82 percent stake in STT GDC from founding shareholder ST Telemedia for a total consideration of US$5.1 billion. KKR and Singtel will own stakes of 75 percent and 25 percent respectively in STT GDC. Construction works are scheduled to be completed in the third quarter of 2026. | 10.7519 | 106.7249 | The project involves the construction of a data center with a consumption capacity of 69MW in Ho Chi Minh City, Vietnam. The US$420 million project includes the following: 1. Construction of a server room with racks 2. Construction of meeting rooms 3. Construction of administrative facilities 4. Construction of parking facilities 5. Installation of generators and related equipment 6. Installation of safety and security systems | Colocation Data Center; Heating, ventilation and air conditioning (HVAC); Tier 3 Data Center |  |  | April 2026 - Construction activities are underway. November 2025 - Construction activities are underway. September 2025 - Planning activities are underway. April 2025 - Planning activities are underway. May 2024 - Planning activities are underway. Q4 2023 - STT GDC and VNG announced plans to build a data center at the Tan Thuan Export Processing Zone. | Project work on Schedule | 1 | Not Funded / Unconfirmed | Private | STT GDC Pte Ltd;VNG Corp
552758 | 552758 | 2026-04-14 13:55 | GDC – GDC-SDK1 Data Center – Johor | GDC – GDC-SDK1 Data Center – Johor | https://construction.globaldata.com/Projects/Overview/552758 | Execution | Parent | 100 | 2025 Q1 | 2025 Q4 | 2026 Q3 | Asia-Pacific | Malaysia | Johor | Johor Bahru | Sedenak Tech Park | 82100 | Commercial & Leisure | Data Center | Data Center |  |  | New | Onshore | Global Data Centre Sdn. Bhd is undertaking the construction of an AI data center in Sedenak Tech Park, Johor Bahru, Johor, Malaysia. The project involves the construction of a data center with a capacity of 21MW on 1.28ha of land. It includes the construction of data halls, server rooms, meet-me rooms, an administrative space, and the installation of equipment, generators, 1,000 racks, liquid cooling systems, and safety and security systems. The facility will support 10,000-GPU clusters (including 4090, 5090, H100, and H200) and is future-ready for next-gen hardware. It features a high 125kW/rack rack density and a 1.25 PUE for energy efficiency. China State Construction Engineering Corporation Ltd was appointed as a contractor. Construction commenced in November 2025. | 1.6979 | 103.4087 | The project involves the construction of a data center with a capacity of 21MW on 1.28ha of land in Johor Bahru, Johor, Malaysia. The US$100 million project includes the following: 1. Construction of an administrative space 2. Construction of meet-me rooms 3. Construction of server rooms 4. Construction of data halls 5. Installation of equipment 6. Installation of generators 7. Installation of liquid cooling systems 8. Installation of 1,000 racks 9. Installation of safety and security systems | Heating, ventilation and air conditioning (HVAC) |  |  | April 2026 - Construction work is underway. November 2025 - A ground-breaking ceremony was held. Q1 2025 - Global Data Centre Sdn Bhd announced plans for the construction of a data center in Johor. | Project work on Schedule | 1 | Not Funded / Unconfirmed | Private | Global Data Centre Sdn Bhd | China State Construction Engineering Corp Ltd
551391 | 551391 | 2026-04-14 13:50 | NXERA/ TM – Iskandar Puteri AI Data Center – Johor | NXERA/ TM – Iskandar Puteri AI Data Center – Johor | https://construction.globaldata.com/Projects/Overview/551391 | Execution | Parent | 244 | 2023 Q3 | 2024 Q3 | 2026 Q4 | Asia-Pacific | Malaysia | Johor |  | Iskandar Puteri |  | Commercial & Leisure | Data Center | Data Center |  |  | New | Onshore | TM Nxera, a Joint venture between Telekom Malaysia Bhd and Nxera, the regional data centre arm of Singtel’s Digital InfraCo unit, is undertaking the construction of a Tier III hyperscale AI-Data Centre campus in Iskandar Puteri, Johor, Malaysia. The project involves the construction of a four-story data center with a consumption capacity of 64MW on 16ha of land. It includes the construction of a server room, a substation, administrative space, data halls, expanding submarine cable connectivity, and the installation of safety and security systems. The project will source power from Tenaga Nasional Berhad (TNB) as well as renewable energy. It will feature a hybrid cooling design with fan-wall air cooling, a direct-to-chip liquid cooling system, and hot/cold aisle containment with N+1 redundancy backup. TM holds 51% of the joint venture, and Nxera holds 49%. In June 2024, IJM Corp Bhd was appointed as the main contractor and the scope of work includes building, mechanical and electrical services, fit-out works, testing and commissioning. DCN Holding has been appointed as a contractor. It will initially provide 64MW of power, with the ability to grow to 200MW to meet future market demand, and the project will drive economic growth and give businesses the tools to utilise cloud computing and AI. The facility is designed to meet GreenRE Platinum, LEED Gold, ISO 27001 and ISO 45001 certifications. In January 2026, Telekom Malaysia Bhd and Nxera signed a multi-year power deal with Tenaga Nasional (TNB) to power its data center operations. DCN Holding has adopted Glodon Cubicost TAS and TME, a Building Information Modelling (BIM) based quantity take-off (QTO) software system that automates material measurement and cost estimation. Construction works commenced in July 2024 and are scheduled to be completed by the fourth quarter of 2026. | 1.4369 | 103.6221 | The project involves the construction of a four-story data center with a consumption capacity of 64MW on 16ha of land in Iskandar Puteri, Johor, Malaysia. The US$244 million project includes the following: 1. Construction of server rooms 2. Construction of a substation 3. Construction of administrative space 4. Construction of data halls 5. Expanding submarine cable connectivity 6. Installation of safety and security systems | Heating, ventilation and air conditioning (HVAC); Hyperscale Data Center; LEED; Tier 3 Data Center |  |  | April 2026 - Topping out ceremony held for the project. November 2025 - Construction activities are underway. October 2025 - Construction activities are underway. March 2025 - Construction activities are underway. July 2024 - Construction works were commence on the project. November 2023 - Planning activities are underway. August 2023 - A Joint venture between TM Technology Services Sdn Bhd and Nxera Investment Holdings Pte Ltd announced plans to build a data center in Iskandar Puteri. | Project work on Schedule | 1 | Not Funded / Unconfirmed | Private | Nxera Investment Holdings Pte Ltd;Telekom Malaysia Bhd | DCN Holding Sdn Bhd;IJM Corp Bhd |  | Glodon Co Ltd;IJM Corp Bhd
403827 | 403827 | 2026-04-14 13:41 | Yellowwood Prop – JHB1X0 Data Center – Johor | Yellowwood Prop – JHB1X0 Data Center – Johor | https://construction.globaldata.com/Projects/Overview/403827 | Execution | Parent | 500 | 2021 Q3 | 2022 Q4 | 2026 Q4 | Asia-Pacific | Malaysia | Johor | Johor Bahru | Sedenak Tech Park | 80000 | Commercial & Leisure | Data Center | Data Center |  |  | New | Onshore | Yellowwood Properties Sdn Bhd (Yellowwood Prop), a subsidiary of Yondr Group, is undertaking the construction of a hyperscale data center in Johor Bahru, Johor, Malaysia. The project involves the construction of a 200MW data center on 72.8ha of land. It includes server rooms, meeting rooms, an administrative space, parking facilities, and the installation of generators, transformers, and safety and security systems. It will be developed in two phases. In December 2023, Sunway Construction Sdn Bhd was awarded a US$386 million construction contract for the project. The scope of work includes design and build for piling and structural precast concrete works, data center main building architecture works, and external ancillary works consisting of roads and landscape works. The project will be equipped to support both air and water cooling systems, offering flexibility based on operational needs In January 2023, HEB’s associate, HSS Integrated Sdn Bhd (HSSI), was appointed as a project management consultant and B-Global Tech as lead design consultant, Mechanical, Electrical, and structural engineering consultant In October 2024, Sunway Construction Sdn Bhd was awarded US$78 million for tenant improvement works(TIWs). | 1.6979 | 103.4087 | The project involves the construction of a 200MW data center on 72.8ha of land in Sedenak Tech Park, Johor Bahru, Johor, Malaysia. The US$500 million project includes the following: 1. Construction of server rooms 2. Construction of meeting rooms 3. Construction of an administrative space 4. Construction of parking facilities 5. Installation of generators 6. Installation of transformers 7. Installation of safety and security systems | Heating, ventilation and air conditioning (HVAC); Hyperscale Data Center; Precast concrete Cladding |  |  | April 2026 - Construction works on phase I are nearing completion. January 2026 - Construction activities are underway. June 2025 - Construction activities are underway. August 2024 - Construction activities are underway. January 2024 - Construction activities are underway. May 2023 - Construction activities are underway. January 2023 - HSS Integrated Sdn Bhd was appointed as project management consultant December 2022 - Construction works commenced. December 2022 - Sunway Construction Sdn Bhd was awarded US$386 million construction contract for the project. Q3 2021 - Yellowwood Prop announced plans to build the data center in Johor. | Project work on Schedule | 1 | Not Funded / Unconfirmed | Private | Yellowwood Properties Sdn Bhd | Sunway Construction Group Bhd | Sunway Construction Group Bhd | B Global Tech;HSS Engineers Berhad
478001 | 478001 | 2026-04-14 13:07 | MYT DC3 – Sepang Data Center – Selangor | MYT DC3 – Sepang Data Center – Selangor | https://construction.globaldata.com/Projects/Overview/478001 | Execution | Parent | 120 | 2024 Q1 | 2025 Q2 | 2026 Q4 | Asia-Pacific | Malaysia | Selangor |  | Lot 115120, Jalan Teknologi 2, Cyber 6, Cyberjaya, Mukim Dengkil | 63000 | Commercial & Leisure | Data Center | Data Center |  |  | New | Onshore | MYT DC3 Sdn Bhd is undertaking the construction of a colocation data center in Cyberjaya, Selangor, Malaysia. The project involves the construction of a six-story data center with a capacity of 10.5MW. It includes the construction of office spaces, electrical substations, server rooms, a refuse room, meeting rooms, guardhouse, and parking facilities, and the installation of safety and security systems. In February 2025, Binastra Corp Bhd was awarded a US$56 million construction contract to develop the project. In November 2025, Binastra Corp Bhd was awarded a US$44 million mechanical and electrical contract. The facility will be powered by the 33kV SSU MYT DC, a high-voltage Main Switching Station (Stesen Suis Utama). | 2.9305 | 101.6445 | The project involves the construction of a six-story data center in Cyberjaya, Selangor, Malaysia The US$120 million project includes the following: 1. Construction of office spaces 2. Construction of electrical substations 3. Construction of server rooms 4. Construction of a refuse room 5. Construction of meeting rooms 6. Construction of guardhouse 7. Construction of parking facilities 8. Installation of safety and security systems | Colocation Data Center; Heating, ventilation and air conditioning (HVAC) |  |  | April 2026 - Construction activities are underway. January 2026 - Construction works are underway. November 2025 - Binastra Corp Bhd has been awarded the mechanical and electrical contract. July 2025 - 30 percent construction works completed on the project. June 2025 - Construction activities are underway. February 2025 - Binastra Corp Bhd has been appointed as contractor. Q1 2024 - MYT DC3 Sdn Bhd announced plans to build a data center in Selangor. | Project work on Schedule | 1 | Not Funded / Unconfirmed | Private | MYT DC3 Sdn Bhd | Binastra Corporation Bhd
417600 | 417600 | 2026-04-14 13:05 | V.tal – Porto Alegre V.OA Data Center – Rio Grande do Sul | V.tal – Porto Alegre V.OA Data Center – Rio Grande do Sul | https://construction.globaldata.com/Projects/Overview/417600 | Planning | Parent | 50 | 2023 Q3 | 2027 Q1 | 2029 Q4 | South and Central America | Brazil | Rio Grande do Sul | Porto Alegre |  |  | Commercial & Leisure | Data Center | Data Center |  | Low | New | Onshore | V.tal is planning to construct a data center in Porto Alegre, Rio Grande do Sul, Brazil. The project involves the construction of a data center on 0.7ha of land, buildings, a power substation, an office accommodation facility, a web-commerce unit, and an information technology unit, and the installation of 400 racks, security systems, and elevators. | -30.0331 | -51.23 | The project involves the construction of a data center on 0.7ha of land in Porto Alegre, Rio Grande do Sul, Brazil. The US$50 million (BRL250 million) project includes the following: 1. Construction of a data center 2. Construction of buildings 3. Construction of a power substation 4. Construction of an office accommodation facility 5. Construction of a web-commerce unit 6. Construction of an information technology unit 7. Installation of 400 racks 8. Installation of security systems 9. Installation of elevators |  | A data center is planned to be developed in Porto Alegre, Rio Grande do Sul. |  | April 2026 - Planning activities are underway. August 2025 - Planning activities are underway. March 2025 - Planning activities are underway. Q4 2024 - Planning activities are underway. May 2024 - Planning activities are underway. December 2023 - Planning activities are underway. September 04, 2023 - V.tal plans to construct a data center in Porto Alegre. | No Major Development | 0 | Not Funded / Unconfirmed | Private | V.tal
563488 | 563488 | 2026-04-14 11:45 | SWI Grp – Pregnana Innovation Campus – Lombardy | SWI Grp – Pregnana Innovation Campus – Lombardy | https://construction.globaldata.com/Projects/Overview/563488 | Planning | Parent | 146 | 2024 Q4 | 2027 Q3 | 2030 Q4 | Europe | Italy | Lombardy | Milan | Pregnana town, west of Milan | 20006 | Commercial & Leisure | Data Center | Data Center |  | Medium | New | Onshore | Grifone SPV S.r.l, a limited liability company established as a special purpose vehicle by SWI Group, is planning to construct a hyperscale data center campus in Milan, Italy. The site is located near a network connection point, benefits from established connectivity and immediate access to a major road artery. The project involves the construction of a 75,000m2 data center campus with a power consumption capacity of 150MW on 22ha of land. It includes the construction of substations, data halls, server rooms, office spaces, and parking spaces, and the installation of security and safety systems, transformers, generators, and electrical equipment. SWI Group has signed a grid connection agreement with Terna for a total of 150MW of power capacity. In October 2024, SWI Group completed the acquisition of a landsite in Italy designated for the data center development. The project has secured zoning approval. | 45.4643 | 9.1895 | The project involves the construction of a data center with a power consumption capacity of 150MW located west of Milan in Italy. The US$146 million project includes the following: 1. Construction of substations 2. Construction of data halls 3. Construction of server rooms 4. Construction of office spaces 5. Construction of parking spaces 6. Installation of security and safety systems 7. Installation of transformers 8. Installation of generators 9. Installation of electrical equipment | Heating, ventilation and air conditioning (HVAC); Hyperscale Data Center |  |  | April 2026 - The project is awaiting to obtain outline planning approval. Q4 2024 - SWI Group announced plans to build a data center west of Milan, Italy. | Project Awaiting Approvals | 0 | Not Funded / Unconfirmed | Private | SWI Group
563414 | 563414 | 2026-04-14 11:43 | SWI Grp – Varde Innovation Campus – South Denmark | SWI Grp – Varde Innovation Campus – South Denmark | https://construction.globaldata.com/Projects/Overview/563414 | Planning | Parent | 71 | 2022 Q3 | 2028 Q1 | 2032 Q4 | Europe | Denmark | South Denmark |  | Varde |  | Commercial & Leisure | Data Center | Data Center |  | Low | New | Onshore | SWI Group through its subsidiary Varde Park ApS is planning to construct a hyperscale data center campus in Varde, Denmark. The project involves the construction of a data center campus with a power consumption capacity of 800MW on 110ha of land. It includes the construction of substations, data halls, server rooms, office spaces, and parking spaces, and the installation of security and safety systems, transformers, generators, and electrical equipment. SWI Group between September 4, 2022 and May 7, 2025, entered into seven purchase agreements for large, adjacent plots of land in the municipality of Varde intended for the construction of a data center. For three plots the acquisition has been completed, and for the remaining four agreements are conditional upon obtaining of a data center zoning. On May 9, 2025, SWI Group signed a grid connection agreement with Energinet Eltransmission A/S and Energinet Systemansvar A/S. Energinet expects to complete the establishment of the grid connection by November 2032, at which point the facility can be connected to the transmission system. | 55.6226 | 8.4833 | The project involves the construction of a data center campus in Varde, Denmark. The US$71 million project includes the following: 1. Construction of substations 2. Construction of data halls 3. Construction of server rooms 4. Construction of office spaces 5. Construction of parking spaces 6. Installation of security and safety systems 7. Installation of transformers 8. Installation of generators 9. Installation of electrical equipment | Heating, ventilation and air conditioning (HVAC); Hyperscale Data Center |  |  | April 2026 - Planning activities are underway. May 09, 2025 - SWI Group signed a grid connection agreement with Energinet Eltransmission A/S and Energinet Systemansvar A/S. May 2025 - SWI Group has finalized the acquisition of three out of seven land plots covered under the purchase agreement. September 2022 - Land acquisition process commenced. Q3 2022 - SWI Group announced plans to build a data center in Varde. | No Major Development | 0 | Not Funded / Unconfirmed | Private | SWI Group
512544 | 408255 | 2026-04-14 11:29 | Vantage DC – KUL2 Hyperscale Data Center: Stage I – Selangor | Vantage DC – KUL2 Hyperscale Data Center – Selangor | https://construction.globaldata.com/Projects/Overview/512544 | Execution | Sub | 500 | 2023 Q1 | 2024 Q3 | 2026 Q3 | Asia-Pacific | Malaysia | Selangor |  | Cyberjaya |  | Commercial & Leisure | Data Center | Data Center |  |  | New | Onshore | Vantage Data Centers (Vantage) is undertaking the construction of a hyperscale data center called "KUL21" in Cyberjaya, Selangor, Malaysia. The project involves the construction of a 64MW data center. It includes the construction of server rooms, a control room, data halls. a substation, storage space, and office space, and the installation of equipment, CCTV surveillance, safety, and security systems. Vantage signed an Electricity Supply Agreement (ESA) with Tenaga Nasional Bhd (TNB) for the data center and will feature near-zero water utilization efficiency by using the latest cooling technology. It is a part of the KUL2 data center campus with a consumption capacity of 256MW. In August 2024, construction works commenced. In March 2025, Leighton Asia Ltd was awarded the design and build contract for a high-density, liquid cooling-ready data center. Maverick United Consulting Engineers Sdn Bhd is the structural engineer, Cergas Setia Construction Sdn Bhd is the civil sub-contractor, Engenious Solutions Sdn Bhd is the mechanical & electrical engineer, YS Jaya Construction Sdn Bhd is the structural engineer, Geotechnical Alliance Sdn Bhd is the geotechnical consultant, and Blue Stone Management is the project management consultant. | 2.9042 | 101.6516 | The project involves the construction of a 64MW data center in Cyberjaya, Selangor, Malaysia. The US$500 million project includes the following: 1. Construction of server rooms 2. Construction of a control room 3. Construction of data halls 4. Construction of a substation 5. Construction of storage space 6. Construction of office space 7. Installation of equipment and CCTV surveillance 8. Installation of safety and security systems | Heating, ventilation and air conditioning (HVAC); Hyperscale Data Center |  |  | April 2026 - Construction activities are underway. March 2026 - Construction activities are underway. October 2025 - Construction activities are underway. July 2025 - Construction activities are underway. March 2025 - Leighton Asia Ltd has been appointed as a design-build contractor. August 2024 - Construction works commenced. May 2023 - Vantage signed an agreement with Cyberview for the implementation of the project. Q1 2023 - Vantage announced plans to construct a second data center (KUL2) in Cyberjaya. | Project work on Schedule | 1 | Not Funded / Unconfirmed | Private | Vantage Data Centers Management Co LLC | Leighton Asia Ltd | Leighton Asia Ltd | Blue Stone Management Group;Engenious Solutions Sdn Bhd;Geotechnical Alliance Sdn bhd;Maverick United Consulting Engineers Sdn Bhd;YS Jaya Construction Sdn Bhd
505994 | 505994 | 2026-04-14 11:09 | Ayala Corp/ ST Telemedia Global Data Ctrs – STT Cavite 2 Data Center – Calabarzon | Ayala Corp/ ST Telemedia Global Data Ctrs – STT Cavite 2 Data Center – Calabarzon | https://construction.globaldata.com/Projects/Overview/505994 | Construction Complete | Parent | 78 | 2022 Q2 | 2023 Q4 | 2026 Q1 | Asia-Pacific | Philippines | Calabarzon | Cavite City | General Trias | 4107 | Commercial & Leisure | Data Center | Data Center |  |  | New | Onshore | ST Telemedia Global Data Centres Philippines, a joint venture between the Ayala Corporation and ST Telemedia Global Data Centers, has undertaken the construction of a Tier III colocation data center in General Trias, Cavite, Philippines. The project involves the construction of a 4,500m2 two-story data center with a consumption capacity of 6MW. It includes the construction of substations, server rooms, data halls, office space, and the installation of equipment, safety and security systems. The facility will be connected to two different substations. The data center is designed to meet the TIA-942 Certification Rated-3. The facility will be the second on the STT Cavite campus, the first is C1, which has a 4.8MW capacity, opened in 2015. It aims is to strengthen the Philippines digital infrastructure by providing highly interconnected, carrier-neutral, and scalable data center solutions. In March 2026, STT GDC signed an official partnership and ceremonial signing with MPower for a 10‑year renewable energy power supply contract. | 14.3225 | 120.8156 | The project involved the construction of a 4,500m2 two-story data center with a consumption capacity of 6MW in Cavite, Philippines. The US$78 million project included the following: 1. Construction of substations 2. Construction of server rooms 3. Construction of data halls 4. Construction of office space 5. Installation of equipment 6. Installation of safety nd security systems | Colocation Data Center; Tier 3 Data Center |  |  | March 2026 - Construction completed. February 2026 - Construction activities are underway. October 2025 - Construction activities are underway. May 2025 - Construction activities are underway. October 2024 - Construction activities are underway. November 2023 - A groundbreaking ceremony was held. Q2 2022 - Ayala Corporation and STT GDC announced plans for the construction of a data center in Cavite. | Construction Completed | 5 | Not Funded / Unconfirmed | Private | Ayala Corp;STT GDC Pte Ltd
513086 | 513086 | 2026-04-14 10:39 | Colt DCS – Berlin 1 and 2 Data Centers – Berlin | Colt DCS – Berlin 1 and 2 Data Centers – Berlin | https://construction.globaldata.com/Projects/Overview/513086 | Design | Parent | 997 | 2025 Q2 | 2027 Q2 | 2030 Q4 | Europe | Germany | Berlin | Berlin | In Berlin-Marzahn |  | Commercial & Leisure | Data Center | Data Center |  | Medium | New | Onshore | Colt Data Centre Services (Colt DCS) is planning to construct the Berlin 1 and 2 Data Centers in Berlin, Germany. The project involves the construction of a data center campus with two hyperscale data centers (Berlin 1 and Berlin 2) on a 3.8ha area with an IT capacity of 54MW, office and administrative facilities, server rooms, and parking facilities, and the installation of racks with a load capacity of 130kW, cooling systems, and power facilities The project will be developed in two phases (Berlin 1 and Berlin 2). The power supply contract was signed in 2025. The project will be designed to meet tier 3 specifications. The racks will be designed according to Colt DCS’s Global Reference Design (GRD). GRD will enable the rack capacity to 130kW per rack, which is ideal for HPC and AI workloads. Ttsp Hwp Seidel Planungsgesellschaft mbH has been appointed as the planner as well as the architect. Construction on the Berlin 1 Data Center is scheduled for completion in 2028. | 52.5145 | 13.4909 | The project involves the construction of the Berlin 1 and 2 Data Centers in Berlin, Germany. The US$997 million project includes the following: 1. Construction of a data center campus with two hyperscale data centers (Berlin 1 and Berlin 2) on a 3.8ha area with an IT capacity of 54MW 2. Construction of office and administrative facilities 3. Construction of server rooms 4. Construction of and parking facilities 5. Installation of racks with a load capacity of 130kW 6. Installation of cooling systems 7. Installation of power facilities. | Hyperscale Data Center; Tier 3 Data Center |  | https://www.coltdatacentres.net/en-GB/our-locations/data-centre-locations-europe/berlin-1-and-2 | April 2026 - Design activities are underway. July 15, 2025 - Study activities are underway. April 2025 - Colt announced plans to build the Berlin 1 & 2 Data Center. | Project work on Schedule | 1 | Not Funded / Unconfirmed | Private | Colt Data Centre Services |  | Ttsp Hwp Seidel Planungsgesellschaft MbH | Colt Data Centre Services;Ttsp Hwp Seidel Planungsgesellschaft MbH
563256 | 563256 | 2026-04-14 07:47 | Gi21 Capital/ Winda Energy – Rastikangas Data Center – Haeme | Gi21 Capital/ Winda Energy – Rastikangas Data Center – Haeme | https://construction.globaldata.com/Projects/Overview/563256 | Announced | Parent | 584 | 2026 Q2 | 2027 Q3 | 2030 Q4 | Europe | Finland | Haeme | Haemeenlinna | Valirasti 2, MORE-Rastikangas industrial zone | 14200 | Commercial & Leisure | Data Center | Data Center |  | Medium | New | Onshore | Winda Energy and Gi21 Capital are planning to construct a hyperscale data center at Valirasti 2 in the MORE-Rastikangas industrial zone in Rastikangas, Janakkala, Haemeenlinna, Finland. The project involves the construction of a 112,110m2 data center with a consumption capacity of 100MW on 22ha of land. It includes the construction of data halls, server rooms, an administrative space, and a substation and the installation of generators, cooling systems, and safety and security systems. The data center will be powered by 100% green electricity sourced from Winda Energy’s own renewable portfolio and utilise a free-cooling system. Construction is scheduled to begin in 2027, with the first phase of the project targeted for completion in 2028. | 60.9181 | 24.5685 | The project involves the construction of a 112,110m2 data center with a consumption capacity of 100MW on 22ha of land in Janakkala, Haemeenlinna, Finland. The US$584 million project includes the following. 1. Construction of data halls 2. Construction of server rooms 3. Construction of an administrative space 4. Construction of a substation 5. Installation of generators 6. Installation of cooling systems 7. Installation of safety and security systems | Heating, ventilation and air conditioning (HVAC) |  |  | April 2026 - Winda Energy and Gi21 Capital announced plans to construct a data center in Haemeenlinna. | Project Plan Announced | 1 | Not Funded / Unconfirmed | Private | Gi21 Capital;Winda Energy Oy.
563410 | 563410 | 2026-04-14 07:46 | Datavest Capital/ MBA – Macon Data Center Facility – Bourgogne-Franche-Comte | Datavest Capital/ MBA – Macon Data Center Facility – Bourgogne-Franche-Comte | https://construction.globaldata.com/Projects/Overview/563410 | Study | Parent | 236 | 2026 Q1 | 2027 Q2 | 2028 Q4 | Europe | France | Bourgogne-Franche-Comte | Macon | Cité de l'Entreprise business park |  | Commercial & Leisure | Data Center | Data Center |  | Medium | New | Onshore | Mâconnais-Beaujolais Agglomération, in association with Datavest Capital, are planning to build a new data center in Macon, Saône-et-Loire Department, Bourgogne-Franche-Comte Region, France. The project involves the construction of a new data center on a 1ha of land. It also includes the construction of server rooms, an administrative office, access roads, parking facilities and the installation of network systems, cooling equipment and safety and security systems. With an initial capacity of 20 megawatts (MW), the center will be able to scale up to 60 MW in the future. Sydesl and Enedis SA have been appointed as the electrical consultant. The project is scheduled to be completed by the fourth quarter of 2028. | 46.2946 | 4.8223 | The project involves the construction of a new data center on a 1ha of land with a generation capacity of 20MW in Macon, Saône-et-Loire Department, Bourgogne-Franche-Comte Region, France. The US$236 million project includes the following: 1. Construction of server rooms 2. Construction of an administrative office 3. Construction of access roads 4. Construction of parking facilities 5. Installation of network systems 6. Installation of cooling equipment 7. Installation of safety and security systems |  |  |  | April 2026 - Study activities are underway February 2026 - Mâconnais-Beaujolais Agglomération, in association with Datavest Capital, announced plans to build a new data center in Macon, France. | Project work on Schedule | 1 | Not Funded / Unconfirmed | Private | Datavest Capital;Maconnais Beaujolais Agglomeration |  |  | Enedis SA;Sydesl
563305 | 563305 | 2026-04-14 02:32 | Reikna – Husnes Data Center – Hordaland | Reikna – Husnes Data Center – Hordaland | https://construction.globaldata.com/Projects/Overview/563305 | Planning | Parent | 300 | 2026 Q2 | 2027 Q1 | 2028 Q4 | Europe | Norway | Hordaland |  | Gron naringspark at Husnes. | 5460 | Commercial & Leisure | Data Center | Data Center |  | Medium | New | Onshore | Reikna AS is planning to build a hyperscale data centre in Gron naeringspark, Husnes, Kvinnherad Municipality, Vestland, Norway. The project involves the construction of a data center with a consumption capacity of 50MW. It includes the construction of data halls, office space, conference rooms, meet-me-rooms, and a break area, and the installation of racks and safety and security systems. The site has the potential to scale up to 150 MW as regional grid capacity allows. The facility will be powered by 100% renewable energy sourced directly from the local Norwegian grid, which is dominated by hydropower. The regional climate in Vestland provides a natural cooling source, allowing the facility to use cold outside air to manage thermal loads for much of the year, significantly reducing the need for mechanical chillers. Reikna, a subsidiary of Norwegian hydrogen firm HYDS, aims to build data centres across Norway using the clean surplus energy available in the country, targeting a 300MW portfolio of multiple sites by 2030. Subject to the investment decision in the fourth quarter of 2026, construction will commence immediately, with completion expected by 2028. | 59.8592 | 5.739 | The project involves the construction of a 50MW data center in Kvinnherad Municipality, Vestland, Norway. The US$300 million project includes the following: 1. Construction of data halls 2. Construction of conference rooms 3. Construction of break area 4. Construction of meet-me-rooms 5. Construction of office space 6. Installation of racks 7. Installation of safety and security systems | Heating, ventilation and air conditioning (HVAC); Hyperscale Data Center |  |  | April 2026 - Reikna is currently in negotiations with Kvinnherad municipality for the purchase of land. April 2026 - Reikna AS announced plans to build data center in Kvinnherad Municipality, Husnes, Norway. | Project work on Schedule | 1 | Not Funded / Unconfirmed | Private | Reikna AS
562934 | 562934 | 2026-04-14 00:29 | GreenSquareDC – Hazelmere Data Center – Western Australia | GreenSquareDC – Hazelmere Data Center – Western Australia | https://construction.globaldata.com/Projects/Overview/562934 | Planning | Parent | 600 | 2026 Q1 | 2027 Q2 | 2028 Q4 | Asia-Pacific | Australia | Western Australia | Perth | Lots 14 and 15 Stirling Crescent, Hazelmere |  | Commercial & Leisure | Data Center | Data Center |  | Low | New | Onshore | GreenSquareDC is planning to build a data center at Lots 14 and 15 Stirling Crescent, Hazelmere, Perth, Western Australia, Australia. The project involves the construction of a 14,883m2, three-storey data center. The project includes the construction of data halls, server rooms, a control room, a meet-me room, administrative facilities, and 90 car parking bays, and the installation of equipment and safety and security systems. The project is committed to operating on 100% renewable energy. | -31.9522 | 115.8614 | The project involves the construction of a 14,883m2, three-storey data center in Hazelmere, Perth, Western Australia, Australia. The US$410 million project includes the following: 1. Construction of data halls 2. Construction of a control room 3. Construction of meet-me room 4. Construction of server rooms 5. Construction of administration facilities 6. Construction of 41 car and 2 bicycle bays 7. Installation of equipment 8. Installation of safety and security systems | Heating, ventilation and air conditioning (HVAC) |  |  | April 2026 - Project is awaiting for approvals. March 2026 - Public consultations were held. February 2026 - Green Square DC submitted development planning application to the Perth city council. Q1 2026 - Green Square DC is planning to build data center in Hazelmere, Perth, Australia. | Project Awaiting Approvals | 0 | Not Funded / Unconfirmed | Private | GreenSquareDC Pty Ltd |  | Greenbox Architecture | Marshall Day Acoustics Pty Ltd;Western Environmental
562699 | 562699 | 2026-04-14 00:10 | Nova Complex – Kymin Ruukki NF00 Data Center – Kymenlaakso | Nova Complex – Kymin Ruukki NF00 Data Center – Kymenlaakso | https://construction.globaldata.com/Projects/Overview/562699 | Pre-Design | Parent | 200 | 2025 Q3 | 2026 Q3 | 2027 Q2 | Europe | Finland | Kymenlaakso | Kouvola | Ahlmanintie 1, Kuusankoski, Kymin Ruukki | 45700 | Commercial & Leisure | Data Center | Data Center |  | High | Redevelopment | Onshore | Nova Complex is undertaking the redevelopment of a Voikkaa paper mill into a data center next to Taideruukki in Kuusankoski, Kymin Ruukki, Kouvola, Finland. The project involves the construction of a 19,800m2, two-storey data center with a consumption capacity of 40MW on 27ha of land. It includes a 96m2 gatehouse, a 256m2 electrical room and a backup power plant, a 140 m2 electrical room and a substation, a 30m2 sprinkler pump station and 63 parking spaces, and the installation of elevators, cooling systems, safety and security systems. It has secured critical utility infrastructure through key local partnerships. KSS Energia Oy will manage the comprehensive distribution of electricity, gas, and district heating, while Kouvolan Vesi Oy is designated to provide the water supply required for the facility’s specialised cooling systems. In December 2025, the project received final construction permits from the Kouvola city council. Construction works are expected to commence in the third quarter of 2026 and are scheduled to be completed by the second quarter of 2027. | 60.8667 | 26.7 | The project involves the redevelopment of a Voikkaa paper mill into a 19,800m2, two-storey data center with a consumption capacity of 40MW on 27ha of land in Kymin Ruukki, Kouvola, Finland. The US$200 million project includes the following: 1. Construction of a 96m2 gatehouse 2. Construction of a 256m2 electrical room and a backup power plant 3. Construction of a 140m2 electrical room and a substation 4. Construction of a 30m2 sprinkler pump station 5. Construction of 63 parking spaces 6. Installation of elevators 7. Installation of cooling systems 8. Installation of safety and security systems | District Heating/Cooling System; Heating, ventilation and air conditioning (HVAC) |  |  | April 2026 - Pre-design activities are underway. December 2025 - The project received final construction permits from city council of Kouvola. November 2025 - Nova Complex purchased the Hake and Rumpu buildings from UPM to redevelop into data center. Q3 2025 - Nova Complex announced plans to build data center in Kymin Ruukki area ,Kouvola , Finland. | No Major Development | 0 | Not Funded / Unconfirmed | Private | Nova Complex
471078 | 471078 | 2026-04-13 18:00 | NEXTDC Ltd/ OpenAI – Sydney S7 Data Center – New South Wales | NEXTDC Ltd/ OpenAI – Sydney S7 Data Center – New South Wales | https://construction.globaldata.com/Projects/Overview/471078 | Planning | Parent | 4645 | 2024 Q1 | 2027 Q1 | 2029 Q4 | Asia-Pacific | Australia | New South Wales | Sydney | Eastern Creek | 2766 | Commercial & Leisure | Data Center | Data Center |  | Low | New | Onshore | NextDC is planning to construct a Tier IV hyperscale data center in Eastern Creek, Sydney, New South Wales, Australia. The project involves the construction of a 255,137m2 data center campus with a capacity of 612MW on 26ha of land. It will be developed in multiple phases. It involves the construction of three two-storey data center buildings, server rooms, an on-site substation, diesel storage tanks, and 330 car parking spaces and the installation of 340 back-up diesel generators and safety systems The first phase will utilize closed-loop, high-density liquid cooling systems designed to support ultra-dense GPU deployments without relying on potable water for ongoing operations. Subject to approvals, the first stage is expected to be completed by the end of 2027. NextDC purchased the site for US$236 million. The facility is committed to operating on renewable energy and will utilize an advanced cooling system. In December 2025, NextDC signed a Memorandum of Understanding (MoU) with OpenAI to develop the project. Architectus Australia Pty Ltd has been appointed as the architect, LandPartners as the environmental consultant, Urbis Ltd as the planner and at&l as the civil engineer. | -33.814 | 150.8227 | The project involves the construction of three, two-storey, 255,137m2 data center campus with a capacity of 612MW on 26ha of land in Sydney, New South Wales, Australia. The US$4,645 million project includes the following: 1. Construction of three, two-storey data center buildings 2. Construction of server rooms 3. Construction of an on-site substation 4. Construction of diesel storage tanks 5. Construction of 330 car parking spaces 6. Installation of 340 back-up diesel generators 7. Installation of safety and safety systems | Green data center; Heating, ventilation and air conditioning (HVAC); Hyperscale Data Center; Tier 4 Data Center |  |  | April 2026 - Planning activities are underway. February 2026 - The conceptual design report has been submitted. December 2025 - NextDC signed a Memorandum of Understanding (MoU) with OpenAI. October 2025 - NextDC is seeking a joint venture partner to develop the project. November 2024 - Planning activities are underway. Q1 2024 - NextDC announced plans for the construction of a data center in Sydney. | No Major Development | 0 | Not Funded / Unconfirmed | Private | NEXTDC Ltd;OpenAI LLC |  | Architectus Australia | AT&L Associates;LandPartners Ltd;Urbis Pty Ltd
505299 | 504431 | 2026-04-13 17:40 | Stack Infra – MIL08A Data Center – Lombardy | Stack Infra – MIL08 Data Center – Lombardy | https://construction.globaldata.com/Projects/Overview/505299 | Planning | Sub | 100 | 2024 Q1 | 2026 Q4 | 2027 Q4 | Europe | Italy | Lombardy | Milan | Siziano | 27010 | Commercial & Leisure | Data Center | Data Center |  | Low | New | Onshore | Stack Infrastructure (Stack Infra) is undertaking the construction of a data center in Lombardy, Milan, Italy. The project includes the construction of a 16,000m2 data centre with a consumption capacity of 20MW. It includes the construction of server rooms, administrative space, distribution rooms, and parking facilities, and the installation of racks, N+2 AHUs cooling systems and safety and security systems. The project is part of a broader data center network in Milan, which also includes campuses like MIL01, MIL02, MIL03, MIL04, MIL06, and MIL09 The project aims to utilise 100% renewable energy. | 45.3188 | 9.1998 | The project includes the construction of 16,000m2 data centre with a consumption capacity of 20MW in Milan, Italy. The US$100 million project includes the following: 1. Construction of server rooms 2. Construction of administrative space 3. Construction of distribution rooms 4. Construction of parking facilities 5. Installation of racks 6. Installation of N+2 AHUs cooling systems 7. Installation of safety and security systems | Colocation Data Center; Green data center; Heating, ventilation and air conditioning (HVAC) |  |  | April 2026 - Planning activities are underway. July 2025 - Planning activities are underway. May 2025 - Planning activities are underway. March 2024 - Stack Infra announced plans to construct a data center in Milan. | No Major Development | 0 | Not Funded / Unconfirmed | Private | Stack Infrastructure
445759 | 445759 | 2026-04-13 17:19 | MSFT – Honeman Close Data Center – New South Wales | MSFT – Honeman Close Data Center – New South Wales | https://construction.globaldata.com/Projects/Overview/445759 | Planning | Parent | 132 | 2021 Q1 | 2026 Q4 | 2027 Q4 | Asia-Pacific | Australia | New South Wales | Sydney | 6 Honeman Close, Huntingwood | 2148 | Commercial & Leisure | Data Center | Data Center |  | Low | New | Onshore | Microsoft Corp is planning to construct a hyperscale data center at 6 Honeman Close in Sydney, New South Wales, Australia. The project involves the construction of a six-story 39,267m2 data center with a consumption capacity of 96MW on 5.06ha of land. It includes the construction of data halls, a rooftop plant, an ancillary office, generators and battery room, a 132KV substation, a server room and car parking spaces, and the installation of three oil-immersed transformers and 47 diesel generators, racks, and safety and security systems. The facility draws power from Endeavour Energy's utility grid. The project has been designed to achieve LEED Gold certification. Lehr Consultants International (Australia) Pty Ltd has been appointed as the lead consultant, Ethos Urban Pty Ltd as the planner and SLR Consulting Australia Pty Ltd as the environmental consultant. In March 2026, the NSW government approved the project to progress under the Investment Delivery Authority (IDA) pipeline. | -33.8 | 150.896 | The project involves the construction of a six-story 39,267m2 data center with a consumption capacity of 96MW on 5.06ha of land at 6 Honeman Close in Sydney, New South Wales, Australia. The US$132 million project includes the following: 1. Construction of data halls 2. Construction of a rooftop plant 3. Construction of an ancillary office 4. Construction of generators and battery room 5. Construction of a 132KV substation 6. Construction of a server room 7. Construction of car parking spaces 8. Installation of three oil-immersed transformers 9. Installation of 47 diesel generators 10. Installation of racks 11. Installation of safety and security systems | Heating, ventilation and air conditioning (HVAC); Hyperscale Data Center |  |  | April 2026 - The project is awaiting planning approval. March 2026 - The NSW government approved the project to progress under the Investment Delivery Authority (IDA) pipeline. January 2026 - We have not been able to obtain further updates on this project. We have retained the same project stage and amended the key dates accordingly. We will update the profile as soon as we obtain any new information. February 2025 - Planning activities are underway. June 2024 - The project awaiting approvals from Sydney City Council. May 2024 - LCI has submitted Development Application (DA) to the City Council of Sydney. Q1 2021 - LCI announced plans to build a data center in Blacktown. | Project Awaiting Approvals | 0 | Not Funded / Unconfirmed | Private | Microsoft Corp |  |  | Ethos Urban Pty Ltd;Lehr Consultants International (Australia) Pty Ltd;SLR Consulting Australia Pty Ltd
539026 | 539026 | 2026-04-13 17:18 | Plan PM – Mamre Road Data Center Campus – New South Wales | Plan PM – Mamre Road Data Center Campus – New South Wales | https://construction.globaldata.com/Projects/Overview/539026 | Planning | Parent | 3300 | 2024 Q1 | 2028 Q3 | 2032 Q3 | Asia-Pacific | Australia | New South Wales | Sydney | 706-752 Mamre Road, Kemps Creek | 2178 | Commercial & Leisure | Data Center | Data Center | Parking Facilities | Low | New | Onshore | Plan Project Management is planning to undertake the construction of a hyperscale data center at 706-752 Mamre Road in Kemps Creek, New South Wales, Australia. The project involves the construction of a 400,000m2, six four-story data center buildings with a consumption capacity of 1,000MW on 52ha of land. It includes the construction of 24 data halls, server rooms, four substations, and an administrative space, 441 parking spaces, and the installation of 852 diesel back-up generators, 7,488 racks, 936 cooling units, and safety and security systems. The facility draws power from the utility grid through an on-site substation and utilizes a warm-liquid direct-to-chip cooling system. Fitzpatrick + Partners and Greenbox Architecture have been appointed as the architects, and Willowtree Planning as a planner. In September 2025, KNBDC SYD4 Intermediate Hold Pty Ltd, on behalf of Plan Project Management, submitted a SEARs (Secretary's Environmental Assessment Requirements) to the New South Wales Government. In February 2026, KNBDC SYD4 submitted a planning application to the NSW Department of Planning, Housing and Infrastructure. In March 2026, the NSW government approved the project to progress under the Investment Delivery Authority (IDA) pipeline. | -33.8347 | 150.7882 | The project involves the construction of a 400,000m2, six four-story data center buildings with a consumption capacity of 1,000MW in Sydney, New South Wales, Australia. The US$3,300 million project includes the following: 1. Construction of 24 data halls 2. Construction of server rooms 3. Construction of an administrative space 4. Construction of four substations 5. Construction of 441 parking spaces 6. Installation of 852 diesel back-up generators 7. Installation of 936 cooling units 8. Installation of 7,488 racks 9. Installation of safety and security systems | Heating, ventilation and air conditioning (HVAC); Hyperscale Data Center |  |  | April 2026 - The project is awaiting planning approval. March 2026 - The NSW government approved the project to progress under the Investment Delivery Authority (IDA) pipeline. February 2026 - KNBDC SYD4 submitted a planning application to the NSW Department of Planning, Housing and Infrastructure. October 2025 - Planning activities are underway. September 2025 - KNBDC SYD4 Intermediate Hold Pty Ltd, on behalf of Plan Project Management, submitted a SEARs (Secretary's Environmental Assessment Requirements) to the New South Wales Government. July 2025 - The scoping report has been prepared to request the Secretary’s Environmental Assessment Requirements (SEARs). Q1 2024 - Plan Project Management announced plans for the construction of a data center in Kemps Creek. | Project Awaiting Approvals | 0 | Not Funded / Unconfirmed | Private | Plan Project Management Pty Ltd |  | Fitzpatrick+Partners;Greenbox Architecture | Willowtree Planning Pty Ltd
413839 | 413839 | 2026-04-13 17:17 | MOPT Cambodia – Phnom Penh National Data Center – Phnom Penh | MOPT Cambodia – Phnom Penh National Data Center – Phnom Penh | https://construction.globaldata.com/Projects/Overview/413839 | Execution | Parent | 30 | 2022 Q4 | 2023 Q3 | 2026 Q3 | Asia-Pacific | Cambodia | Phnom Penh |  | Building 13, Monivong Blvd., Srah Chak | 120210 | Commercial & Leisure | Data Center | Data Center |  |  | New | Onshore | The Ministry of Post and Telecommunications, Cambodia (MPTC), is undertaking the construction of a Tier IV data center in Phnom Penh, Cambodia. The project involves the construction of a 36m wide and 63m long 12-story National Data Center. It includes the construction of network management centers, meeting rooms, an administration building, server rooms, office space, parking facilities, and the installation of equipment and safety and security systems. Construction works commenced in July 2023. Once complete, the data center is set to host both government and private data upon its launch. The project will secure USD15.6 million in funding from the Government of Japan through the Japan International Cooperation Agency (JICA). | 11.5804 | 104.9166 | The project involves the construction of a 36m wide and 63m long 12-story Tier IV National Data Center in Phnom Penh, Cambodia. The US$30 million project includes the following: 1. Construction of network management centers 2. Construction of an administration building 3. Construction of server rooms 4. Construction of meeting rooms 5. Construction of office space 6. Construction of parking facilities 7. Installation of equipment 8. Installation of safety and security systems | Elevator; Tier 4 Data Center | A Tier IV National Data Center is being built at Building 13, Monivong Blvd., Srah Chak, Daun Penh, Phnom Penh, Cambodia. The aim of the project is to promote the development of public and private institutions, as well as to show the great steps of Cambodia towards the digital revolution. It will be a place to collect and store government data and company data from key sectors by providing a secure and reliable modern technology infrastructure as well as benefits to institutions. |  | April 2026 - Construction activities are underway. October 2025 - Construction activities are underway. December 2024 - Construction activities are underway. July 2023 - A groundbreaking ceremony was held and marking the start of construction. November 2022 - MPTC announced plans to construct National Data Center in Phnom Penh. | Project work on Schedule | 1 | Not Funded / Unconfirmed | Public | Ministry of Posts and Telecommunications
540475 | 441577 | 2026-04-13 17:17 | BW Digit/ Citramas Grp – NDP1 Data Center: Phase I – Riau Islands | BW Digit/ Citramas Grp – NDP1 Data Center – Riau Islands | https://construction.globaldata.com/Projects/Overview/540475 | Execution | Sub | 30 | 2023 Q4 | 2025 Q1 | 2026 Q2 | Asia-Pacific | Indonesia | Riau Islands |  | Nongsa Digital Park | 29466 | Commercial & Leisure | Data Center | Data Center |  |  | New | Onshore | BW Digital and Citramas Group are undertaking the construction of a colocation data center in Batam, Riau Islands, Indonesia. The project involves the construction of a data center with a consumption capacity of 24MW. It includes data halls, a control room, an administrative space, and the installation of equipment, generators, and safety and security systems. Schneider Electric Ltd has been appointed as an associate developer, B Global Tech as the construction contractor and Cushman & Wakefield Plc as the lead consultant. BW Digital signed a 20-year Power Purchase Agreement (PPA) with PT Tamarin and PT PLN Batam for securing a long-term energy supply. The facility will use a Direct Liquid Cooling (DLC) system. Construction is expected to be completed in 2026. | 1.1856 | 104.1016 | The project involves the construction of a data center with a consumption capacity of 24MW at Nongsa Digital Park in Batam, Riau Islands, Indonesia. The US$30 million project includes the following: 1. Construction of data halls 2. Construction of a control room 3. Construction of an administrative space 4. Installation of generators 5. Installation of equipment 6. Installation of safety and security systems | Colocation Data Center; Heating, ventilation and air conditioning (HVAC) |  |  | April 2026 - Construction works are nearing completion. March 2026 - Construction activities are underway. October 2025 - A topping-out ceremony was held. April 2025 - BW Digital signs strategic technology partnership with Schneider Electric. Q4 2023 - BW Digital and Citramas Group announced plans to build a data center in Batam. | Project work on Schedule | 1 | Not Funded / Unconfirmed | Private | BW Digital;Citramas Group | B Global Tech |  | Cushman & Wakefield Plc
441577 | 441577 | 2026-04-13 17:16 | BW Digit/ Citramas Grp – NDP1 Data Center – Riau Islands | BW Digit/ Citramas Grp – NDP1 Data Center – Riau Islands | https://construction.globaldata.com/Projects/Overview/441577 | Execution | Parent | 100 | 2023 Q4 | 2025 Q1 | 2028 Q4 | Asia-Pacific | Indonesia | Riau Islands |  | Nongsa Digital Park | 29466 | Commercial & Leisure | Data Center | Data Center |  |  | New | Onshore | BW Digital and Citramas Group are undertaking the construction of a colocation data center at Nongsa Digital Park in Batam, Riau Islands, Indonesia. The project involves the construction of two data center buildings with a consumption capacity of 144MW on 5.5ha of land. It includes 36 data halls, a control room, an administrative space, and the installation of equipment, generators, and safety and security systems. It will be developed in phases. Phase I includes the construction of 24MW. BW Digital signed a 20-year Power Purchase Agreement (PPA) with PT Tamarin and PT PLN Batam for securing a long-term energy supply. Schneider Electric Ltd has been appointed as an associate developer, B Global Tech as the construction contractor and Cushman & Wakefield Plc as the lead consultant. The facility will use a Direct Liquid Cooling (DLC) system. In March 2024, BW Digital acquired land for a data center in Batam. Construction of the first phase is expected to be completed in 2026. | 1.1856 | 104.1016 | The project involves the construction of two data center buildings with a consumption capacity of 144MW on 5.5ha of land at Nongsa Digital Park in Batam, Riau Islands, Indonesia. The US$100 million project includes the following: 1. Construction of 36 data halls 2. Construction of a control room 3. Construction of an administrative space 4. Installation of generators 5. Installation of equipment 6. Installation of safety and security systems | Colocation Data Center; Heating, ventilation and air conditioning (HVAC) |  |  | April 2026 - Construction works are nearing completion on the first phase. March 2026 - Construction activities are underway. October 2025 - A topping-out ceremony was held. April 2025 - BW Digital signs strategic technology partnership with Schneider Electric. March 2024 - BW Digital has acquired land for a data center in Batam. Q4 2023 - BW Digital and Citramas Group announced plans to build a data center in Batam. | Project work on Schedule | 1 | Not Funded / Unconfirmed | Private | BW Digital;Citramas Group | B Global Tech |  | Cushman & Wakefield Plc
445287 | 445287 | 2026-04-13 17:13 | META – Montgomery Data Center – Alabama | META – Montgomery Data Center – Alabama | https://construction.globaldata.com/Projects/Overview/445287 | Execution | Parent | 1500 | 2023 Q1 | 2024 Q2 | 2028 Q4 | North America | United States | Alabama | Montgomery | off Interstate 65, across from the Hyundai automotive assembly plant. | AL 36105 | Commercial & Leisure | Data Center | Data Center |  |  | New | Onshore | Meta Platforms is undertaking the construction of a data center off Interstate 65 in Montgomery, across from the Hyundai automotive assembly plant in Montgomery, Alabama, the US. The project involves the construction of a 120,774m2, AI-optimized data center. It includes the construction of three buildings, server rooms, meeting rooms, an administrative space, an office space, storage facilities, parking facilities, and the installation of safety and security systems. The Montgomery data center will be Meta's 24th and 20th in the US, designed with the latest technology.It utilises water efficient cooling system. The facility will be LEED Gold certified by the U.S. Green Building Council and supported by 100% renewable energy, achieving net zero emissions. Hensel Phelps Construction has been appointed as the general contractor. Ralph L. Wadsworth Construction Company LLC is involved in conceptual and 3D design works. The project is expected to created 1,500 construction jobs and 100 operational jobs upon completion. In September 2025, Meta Platforms has expanded the scope of the project by adding two more buildings. This expansion has increased the total investment from US$800 million to US$1,500 million. Construction works commenced in May 2024, and the first building is expected to be completed by the fourth quarter of 2026. | 32.2808 | -86.3414 | The project involves the construction of a 120,774m2, AI-optimized data center in Montgomery, Alabama, the US The US$1,500 million project includes the following: 1. Construction of three buildings 2. Construction of server rooms 3. Construction of meeting rooms 4. Construction of an administrative space 5. Construction of an office space 6. Construction of storage facilities 7. Construction of parking facilities 8. Installation of safety and security systems | Heating, ventilation and air conditioning (HVAC); Hyperscale Data Center; LEED |  |  | April 2026 - Construction activities are underway. October 2025 - Construction works are underway. September 2025 - Meta Platforms has expanded the scope of the project by adding two more buildings which increases the total investment to US$1,500 million. March 2025 - Construction works are underway on the first building. August 2024 - Site preparation works are underway. May 2024 - Ground-breaking ceremony was held on the project site marking the start of construction. Q1 2023 - Meta announced plans to build a data center in Montgomery. | Project work on Schedule | 1 | Not Funded / Unconfirmed | Private | Meta Platforms Inc | Hensel Phelps Construction Co | Ralph L. Wadsworth Construction Company LLC
368579 | 368579 | 2026-04-13 16:55 | Amazon Data Services – Devlin Tech Park Data Center – Virginia | Amazon Data Services – Devlin Tech Park Data Center – Virginia | https://construction.globaldata.com/Projects/Overview/368579 | Planning | Parent | 250 | 2021 Q3 | 2027 Q2 | 2029 Q4 | North America | United States | Virginia | Bristol | 8900 and 9000 Devlin Road and 12615 Fog Light Way | 20136 | Commercial & Leisure | Data Center | Data Center |  | Medium | New | Onshore | Amazon Data Services Inc (Amazon) is planning to build a hyperscale data center campus in Virginia, the US. The project involves the construction of a 39,483m2 data center campus on 109ha of land. It includes the construction of meeting rooms, administrative space, server rooms, and parking space, and the installation of equipment. In November 2023, Stanley Martin received rezoning approvals from the Prince William County Board. In 2024, local residents filed a lawsuit against the approvals. Again, in September 2025, the Prince William County Board refused the appeal from the resident and approved the project plans. In November 2025, Amazon bought Devlin Tech Park from Stanley Martin Companies, LLC for US$700 million. | 38.7576 | -77.58 | The project involves the construction of a 39,483m2 data center campus on 109ha of land at 8900 and 9000 Devlin Road and 12615 Fog Light Way in Bristow, Virginia, the US. The US$250 million project includes the following: 1. Construction of meeting rooms 2. Construction of administrative space 3. Construction of server rooms 4. Construction of parking space 5. Installation of safety and security systems | Heating, ventilation and air conditioning (HVAC); Hyperscale Data Center |  |  | April 2026 - Planning activities are underway. November 2025 - Amazon Data Services secured the site from Stanley Martin. October 2025 - The Prince William County Board refused the appeal from the resident. April 2025 - Planning activities are underway. January 2025 - Planning activities are underway. February 2024 - The project is facing delay due to growing opposition from nearby residents. November 2023 - The project received rezoning approvals from the Prince William County Board. March 2023 - The project is put on hold. April 2022 - Project awaiting rezoning approvals. March 2022 - SMC submitted a rezoning application to Prince William County. Q3 2021 - SMC announced plans to construct a data center campus in Bristow. | No Major Development | 0 | Not Funded / Unconfirmed | Private | Amazon Data Services Inc
354125 | 354125 | 2026-04-13 16:27 | Vantage DC – DUB1 Data Center Campus – Leinster | Vantage DC – DUB1 Data Center Campus – Leinster | https://construction.globaldata.com/Projects/Overview/354125 | Execution | Parent | 1066 | 2020 Q1 | 2024 Q2 | 2026 Q4 | Europe | Ireland | Leinster | Dublin | In the townlands of Ballybane & Kilbride within Profile Park, Clondalkin | D22 YH02 | Commercial & Leisure | Data Center | Data Center |  |  | Redevelopment | Onshore | Vantage Data Centers UK Ltd (Vantage) is planning to build a data center on the New Nangor Road (R134) in the townlands of Ballybane and Kilbride within Profile Park, Clondalkin, Dublin 22 in Leinster, Ireland. The project involves the construction of two two-story data center on a 38,000m2 area with a consumption capacity of 52MW on 9ha of land. It includes data halls, server rooms, meet-me-rooms, an administrative space and a substation, and the installation of safety and security systems. The project will be developed in phases. The first phase includes the construction of a 32MW facility. The second phase includes the construction of a 20MW facility. The project will be powered by an on-site 100 MVA multi-fuel generation plant capable of running a combination of fuels, primarily Hydrotreated Vegetable Oil (HVO), and high-pressure gas supplies from Gas Networks Ireland (GNI). Multiple diverse power feeds support the campus with a 400V electrical configuration. Building 11 will include 22 emergency generators, while Building 12 will have 11 emergency generators. and it will utilise computer room air handling (CRAH) units located in two galleries, a closed-loop chilled water cooling system with air-side economisers and an industry-leading annualised Power Usage Effectiveness (PUE) of 1.2 using virtually no water for cooling and an average rack power density of 3.23kW/m2. Marston Planning Consultancy was appointed as a planning consultant, Hyphen Archi Ltd as an architect, Pinnacle Consulting Engineers Limited as a structural engineer, Burns & McDonnell as a consulting engineer, and Kevin Fitzpatrick Landscape Architecture Ltd as a landscape architect, John Sisk & Son as the main contractor and Sensori Facilities Management Ltd as a MEP consultant. | 53.3331 | -6.2489 | The project involves the construction of two two-story data center on a 38,000m2 area with a consumption capacity of 52MW on 9ha of land in Dublin, Leinster, Ireland. The US$1,066 million project includes the following: 1. Construction of data halls 2. Construction of server rooms 3. Construction of meet-me-rooms 4. Construction of an administrative space 5. Construction of a substation 6. Installation of safety and security systems |  |  |  | April 2026 - Construction work is underway on building 12. July 2025 - Construction works are underway. May 2024 - Construction works commenced. April 2024 - Sisk has been appointed as the main contractor for the project. September 2023 - The appeals rejected on grounds of energy use and environmental impact by the South Dublin County Council. Q4 2021 - Developer received approval for the project. September 2021 - The project is awaiting approval. August 2021 - A detailed planning application was submitted to the SDCC. Q1 2020 - Vantage announced plans to build a data center in Dublin 22. | Project work on Schedule | 1 | Not Funded / Unconfirmed | Private | Vantage Data Centers UK Ltd | John Sisk & Son (Holdings) Ltd | Hyphen Archi Ltd;Kevin Fitzpatrick Landscape Architecture Ltd | Burns & McDonnell;Marston Planning Consultancy;Pinnacle Consulting Engineers Limited;Sensori Facilities Management Ltd
525391 | 354125 | 2026-04-13 16:21 | Vantage DC – DUB1 Data Center Campus: Building 11 – Leinster | Vantage DC – DUB1 Data Center Campus – Leinster | https://construction.globaldata.com/Projects/Overview/525391 | Execution | Sub | 650 | 2020 Q1 | 2024 Q2 |  | Europe | Ireland | Leinster | Dublin |  | D22 YH02 | Commercial & Leisure | Data Center | Data Center |  |  | New | Onshore | Vantage Data Centers UK Ltd (Vantage) is undertaking the construction of a data center in Dublin, Leinster, Ireland. The project involves the construction of a 24,667m2 two-story data center with a consumption capacity of 32MW. It includes the construction of server rooms with racks, control rooms, an administrative space, storage space, meet-me rooms, and the installation of generators and safety and security systems. The project will be powered by an on-site 100 MVA multi-fuel generation plant capable of running a combination of fuels, primarily Hydrotreated Vegetable Oil (HVO), and high-pressure gas supplies from Gas Networks Ireland (GNI). Multiple diverse power feeds support the campus with a 400V electrical configuration. Building 11 will include 22 emergency generators, while Building 12 will have 11 emergency generators. and it will utilise computer room air handling (CRAH) units located in two galleries, a closed-loop chilled water cooling system with air-side economisers and an industry-leading annualised Power Usage Effectiveness (PUE) of 1.2 using virtually no water for cooling and an average rack power density of 3.23kW/m2. Marston Planning Consultancy was appointed as a planning consultant, Hyphen Archi Ltd as an architect, Pinnacle Consulting Engineers Limited as a structural engineer, Burns & McDonnell as a consulting engineer, and Kevin Fitzpatrick Landscape Architecture Ltd as a landscape architect, John Sisk & Son as the main contractor and Sensori Facilities Management Ltd as a MEP consultant. Construction work commenced in May 2024. | 53.3331 | -6.2489 | The project involves the construction of a 24,667m2 two-story data center with a consumption capacity of 32MW in Ochiltree, East Ayrshire, the UK. The US$30 million project includes the following: 1. Construction of server rooms with racks 2. Construction of control rooms 3. Construction of an administrative space 4. Construction of storage space 5. Construction of meet-me rooms 6. Installation of generators 7. Installation of equipment 8. Installation of safety and security systems | Heating, ventilation and air conditioning (HVAC) |  |  | April 13, 2026 - We have not been able to obtain further updates on this project. We have retained the same project stage and amended the key dates accordingly. We will update the profile as soon as we obtain any new information. August 2025 - Construction works are underway. July 2025 - Construction works are underway. May 2024 - Construction works commenced. April 2024 - Sisk has been appointed as the main contractor for the project. September 2023 - The appeals rejected on grounds of energy use and environmental impact by the South Dublin County Council. January 2023 - Project awaiting approvals. December 2021 - Developer received approval for the project. September 2021 - The project is awaiting approval. August 2021 - A detailed planning application was submitted to the SDCC. Q1 2020 - Vantage announced plans to build a data center in Dublin 22. | Information Unavailable |  | Not Funded / Unconfirmed | Private | Vantage Data Centers UK Ltd | John Sisk & Son (Holdings) Ltd | Hyphen Archi Ltd;Kevin Fitzpatrick Landscape Architecture Ltd | Burns & McDonnell;Marston Planning Consultancy;Pinnacle Consulting Engineers Limited;Sensori Facilities Management Ltd
525410 | 354125 | 2026-04-13 16:19 | Vantage DC – DUB1 Data Center Campus: Building 12 – Leinster | Vantage DC – DUB1 Data Center Campus – Leinster | https://construction.globaldata.com/Projects/Overview/525410 | Execution | Sub | 350 | 2020 Q1 | 2024 Q2 | 2026 Q4 | Europe | Ireland | Leinster | Dublin | In the townlands of Ballybane & Kilbride within Profile Park, Clondalkin | D22 YH02 | Commercial & Leisure | Data Center | Data Center |  |  | New | Onshore | Vantage Data Centers UK Ltd (Vantage) is undertaking the construction of a data center in Dublin, Leinster, Ireland. The project involves the construction of 12,915m2, two-story data centers of 20MW. It includes the construction of server rooms with racks, control rooms, an administrative space, storage space, meet-me rooms, and the installation of generators, safety and security systems. The project will be powered by an on-site 100 MVA multi-fuel generation plant capable of running a combination of fuels, primarily Hydrotreated Vegetable Oil (HVO), and high-pressure gas supplies from Gas Networks Ireland (GNI). Multiple diverse power feeds support the campus with a 400V electrical configuration and 11 emergency generators. and it will utilise computer room air handling (CRAH) units located in two galleries, a closed-loop chilled water cooling system with air-side economisers and an industry-leading annualised Power Usage Effectiveness (PUE) of 1.2 using virtually no water for cooling and an average rack power density of 3.23kW/m2. Marston Planning Consultancy was appointed as a planning consultant, Hyphen Archi Ltd as an architect, Pinnacle Consulting Engineers Limited as a structural engineer, Burns & McDonnell as a consulting engineer, and Kevin Fitzpatrick Landscape Architecture Ltd as a landscape architect, John Sisk & Son as the main contractor and Sensori Facilities Management Ltd as a MEP consultant. Construction work commenced in May 2024. | 53.3331 | -6.2489 | The project involves the construction of 12,915m2, two-story data centers of 20MW in Leinster, Ireland. The US$20 million project includes the following: 1. Construction of server rooms with racks 2. Construction of control rooms 3. Construction of an administrative space 4. Construction of storage space 5. Construction of meet-me rooms 6. Installation of generators 7. Installation of equipment 8. Installation of safety and security systems | Heating, ventilation and air conditioning (HVAC) |  |  | April 2026 - Construction works are underway. August 2025 - Construction works are underway. July 2025 - Construction works are underway. May 2024 - Construction works commenced. April 2024 - Sisk has been appointed as the main contractor for the project. September 2023 - The appeals rejected on grounds of energy use and environmental impact by the South Dublin County Council. January 2023 - Project awaiting approvals. December 2021 - Developer received approval for the project. September 2021 - The project is awaiting approval. August 2021 - A detailed planning application was submitted to the SDCC. Q1 2020 - Vantage announced plans to build a data center in Dublin 22. | Project work on Schedule | 1 | Not Funded / Unconfirmed | Private | Vantage Data Centers UK Ltd | John Sisk & Son (Holdings) Ltd | Hyphen Archi Ltd;Kevin Fitzpatrick Landscape Architecture Ltd | Burns & McDonnell;Marston Planning Consultancy;Pinnacle Consulting Engineers Limited;Sensori Facilities Management Ltd
525751 | 525751 | 2026-04-13 16:17 | Cielo Digital – Chisago Data Center Campus – Minnesota | Cielo Digital – Chisago Data Center Campus – Minnesota | https://construction.globaldata.com/Projects/Overview/525751 | Planning | Parent | 1500 | 2025 Q1 | 2027 Q1 | 2029 Q4 | North America | United States | Minnesota |  |  |  | Commercial & Leisure | Data Center | Data Center |  | Medium | New | Onshore | Cielo Digital Infrastructure is planning to undertake the construction of a data center in Chisago, Minnesota, the US. The project involves the construction of a data center with a consumption capacity of 300MW on 63.5ha of land. It includes the construction of data halls, server rooms, meeting rooms, an administrative space, parking facilities, and the installation of generators, UPS systems, and safety and security systems. It is equipped with reliable uninterruptible power supply (UPS) units and generators for backup power systems. It also features an advanced cooling system, ensuring optimal performance and efficiency with maximum reliability. | 45.4759 | -92.8849 | The project involves the construction of a data center with a consumption capacity of 300MW on 63.5ha of land in Chisago, Minnesota, the US. The US$1,500 million project includes the following: 1. Construction of data halls 2. Construction of server rooms 3. Construction of meeting rooms 4. Construction of an administrative space 5. Construction of parking facilities 6. Installation of generators 7. Installation of UPS systems 8. Installation of safety and security systems | Heating, ventilation and air conditioning (HVAC) |  |  | April 13, 2026 - We have not been able to obtain further updates on this project. We have retained the same project stage and amended the key dates accordingly. We will update the profile as soon as we obtain any new information. September 2025 - Planning activities are underway. Q1 2025 - Cielo Digital Infrastructure announced plans to build a data center in Chisago. | Information Unavailable |  | Not Funded / Unconfirmed | Private | Cielo Digital Infrastructure LLC
562259 | 562259 | 2026-04-13 15:34 | Princeton Digital – MU2 Data Center – Maharashtra | Princeton Digital – MU2 Data Center – Maharashtra | https://construction.globaldata.com/Projects/Overview/562259 | Execution | Parent | 400 | 2025 Q4 | 2026 Q2 | 2029 Q4 | Asia-Pacific | India | Maharashtra | Mumbai | Navi Mumbai |  | Commercial & Leisure | Data Center | Data Center |  |  | New | Onshore | Princeton Digital Group is undertaking the construction of a hyperscale data center in Mumbai, Maharashtra, India. The project involves the construction of an 18,880m2 five-story data center with a consumption capacity of 120MW on 4.04ha of land. It includes the construction of data halls, server rooms, an administrative space, and the installation of generators, cooling systems, and safety and security systems. An undisclosed contractor is undertaking the construction works. The facility draws power from 220kV from diverse feed. It will target a design PUE of < 1.5. In April 2026, the groundbreaking ceremony was held, marking the construction commenced. | 19.0308 | 73.0199 | The project involves the construction of an 18,880m2 five-story data center with a consumption capacity of 120MW on 4.04ha of land in Mumbai, Maharashtra, India. The US$400 million project includes the following: 1. Construction of data halls 2. Construction of server rooms 3. Construction of an administrative space 4. Installation of generators 5. Installation of cooling systems 6. Installation of safety and security systems | Heating, ventilation and air conditioning (HVAC); Hyperscale Data Center |  |  | April 2026 - Construction works were commenced. March 2026 - Planning activities are underway. Q4 2025 - Princeton Digital Group announced plans for the construction of a data center in Mumbai. | Construction Commenced | 4 | Not Funded / Unconfirmed | Private | Princeton Digital Group
511883 | 511883 | 2026-04-13 13:31 | Naver Cloud – Morocco Data Center 500 MW – Grand Casablanca | Naver Cloud – Morocco Data Center 500 MW – Grand Casablanca | https://construction.globaldata.com/Projects/Overview/511883 | Execution | Parent | 1200 | 2023 Q3 | 2025 Q3 | 2028 Q4 | Middle East and Africa | Morocco | Grand Casablanca | Casablanca |  |  | Commercial & Leisure | Data Center | Data Center |  |  | New | Onshore | Naver Cloud is undertaking the construction of a next-generation AI data centre campus near Casablanca, Morocco. The project involves the construction of a 500MW data centre. It also includes the installation of initial AI supercomputing infrastructure (40 MW phase with NVIDIA Blackwell GB200 GPUs), laying of fibre-optic and networking infrastructure, including submarine cable links to Europe, Earthworks and site preparation including necessary civil works for buildings and foundations and the installation of mechanical, electrical, and cooling systems optimised for high-density AI compute workloads. In July 2025, NVIDIA Corp and Nexus Core Systems has been appointed as the main contractor and first phase of the project is expected to commence in the fourth quarter of 2025. Lloyds Capital is working as the investment partner. The consortium signed a strategic power purchase agreement with the energy company TAQA. | 33.5883 | -7.6114 | Naver Cloud is undertaking the construction of a next-generation AI data centre campus near Casablanca, Morocco. The facility will have an ultimate capacity of 500 megawatts powered by renewable energy supplied by TAQA Morocco. It will feature advanced GPU infrastructure—initially 40 MW using NVIDIA’s Blackwell GB200 GPUs with plans to scale over time. The project key features include data residency, low-latency submarine fibre-optic connectivity, and compliance with regional regulatory standards. The US$1,200 million project includes the following: 1. Construction of a data centre campus with ultimate capacity of 500 MW 2. Installation of initial AI supercomputing infrastructure (40 MW phase with NVIDIA Blackwell GB200 GPUs) 3. Laying of fibre-optic and networking infrastructure, including submarine cable links to Europe 4. Earthworks and site preparation including necessary civil works for buildings and foundations 5. Installation of mechanical, electrical, and cooling systems optimised for high-density AI compute workloads |  | A data centre is planned in Casablanca, Morocco. The project aims to provide sovereign AI computing services throughout the EMEA region, which encompasses Europe, the Middle East, and Africa. |  | April 2026 - Construction works are ongoing on the project. July 04, 2025 - NVIDIA Corp and Nexus Core Systems has been appointed as the main contractor and first phase of the project is expected to commence in the fourth quarter of 2025. Lloyds Capital is working as the investment partner. The consortium signed a strategic power purchase agreement with the energy company TAQA. | Project work on Schedule | 1 | Not Funded / Unconfirmed | Private | Naver Cloud Trust Services Corp. | Nexus Core Systems;NVIDIA Corp
440056 | 440056 | 2026-04-13 13:23 | AWS – 54-80 Ferris Road Data Center – Victoria | AWS – 54-80 Ferris Road Data Center – Victoria | https://construction.globaldata.com/Projects/Overview/440056 | Pre-Design | Parent | 32 | 2023 Q1 | 2027 Q1 | 2028 Q4 | Asia-Pacific | Australia | Victoria | Melbourne | 54-80 Ferris Road, Cobblebank. | 3338 | Commercial & Leisure | Data Center | Data Center |  | Low | New | Onshore | Amazon Web Services Inc. (AWS) is planning to undertake the construction of a hyperscale data center at 54-80 Ferris Road, in Cobblebank, Melbourne, Victoria, Australia. The project involves the construction of a data center on 13.2ha. It includes the construction of server rooms, control rooms, and office space, and the installation of equipment, safety, and security systems. It will feature emergency backup generators, a cooling plant, diesel, and lithium-ion battery storage space. | -37.7014 | 144.6018 | The project involves the construction of a data center on 13.2ha in Cobblebank, Melbourne, Victoria, Australia. The US$32 million project includes the following: 1. Construction of server rooms 2. Construction of control rooms 3. Construction of an office space 4. Construction of equipment 5. Construction of a substation 4. Installation of equipment 5. Installation of safety and security systems | Hyperscale Data Center |  |  | April 2026 - Pre-design activities are underway. September 2025 - Pre-design activities are underway. October 2024 - The project received approvals. February 2024 - AWS asked SEARs to build and operate the data center. July 2023 - AWS acquired the project site for data center development. Q1 2023 - AWS announced plans to build a data center on 54-80 Ferris Road. | No Major Development | 0 | Not Funded / Unconfirmed | Private | Amazon Web Services Inc
563131 | 563131 | 2026-04-13 13:16 | TikTok – Lahti Data Center Campus – Paijanne Tavastia | TikTok – Lahti Data Center Campus – Paijanne Tavastia | https://construction.globaldata.com/Projects/Overview/563131 | Planning | Parent | 1160 | 2025 Q4 | 2026 Q3 | 2027 Q4 | Europe | Finland | Paijanne Tavastia | Lahti |  |  | Commercial & Leisure | Data Center | Data Center |  | Medium | New | Onshore | TikTok is planning to undertake the construction of a hyperscale data center campus in Lahti, Finland. The project involves the construction of a data center with a consumption capacity of 50MW. It includes server rooms, data halls, an administrative space, parking facilities, and the installation of generators, cooling systems, and safety and security systems. The facility will initially deploy 50MW and eventually expand to 128MW. It is a part of TikTok's EUR12 billion European data initiative aimed at strengthening data protection for its 200 million European users. It is TikTok's second data center in Finland. Construction works are expected to be completed in 2027. | 60.9932 | 25.1956 | The project involves the construction of a data center with a consumption capacity of 50MW in Lahti, Southern Finland. The US$1,160 million project includes the following: 1. Construction of server rooms 2. Construction of data halls 3. Construction of an administrative space 4. Construction of parking facilities 5. Installation of generators 6. Installation of cooling systems 7. Installation of safety and security systems | Hyperscale Data Center |  |  | April 2026 - Planning activities are underway. Q4 2025 - TikTok announced plans for the construction of a data center in Lahti. | Project work on Schedule | 1 | Not Funded / Unconfirmed | Private | TikTok Inc
513084 | 513084 | 2026-04-13 12:05 | Colt DataCentre – Frankfurt 4 & 5 Data Center – Hesse | Colt DataCentre – Frankfurt 4 & 5 Data Center – Hesse | https://construction.globaldata.com/Projects/Overview/513084 | Planning | Parent | 1185 | 2025 Q2 | 2027 Q2 | 2028 Q4 | Europe | Germany | Hesse | Wiesbaden |  |  | Commercial & Leisure | Data Center | Data Center |  | Medium | New | Onshore | Colt Data Centre Services (Colt DCS) is planning to undertake the construction of a Data Center in Wiesbaden, east of central Frankfurt, Hesse, Germany. The project involves the construction of a data center campus on a 7.2ha area with a capacity of 64MW and can cater for both traditional cloud and high-performance computing (HPC) workloads, powering racks up to 130kW including Frankfurt 4 and Frankfurt 5, office facilities, server rooms, and parking facilities, and the installation of cooling systems, and power-related facilities. | 50.0826 | 8.2493 | The project involves the construction of a Data Center in Wiesbaden, east of central Frankfurt, Hesse, Germany. The US$1,185 million project includes the following: 1. Construction of a data center campus on a 7.2ha area with a capacity of 64MW 2. Construction of office facilities 3. Construction of server rooms 4. Construction of and parking facilities 5. Installation of cooling systems, and power-related facilities. | Heating, ventilation and air conditioning (HVAC) |  |  | April 2026 - The project is in early development stage. July 15, 2025 - Study activities are underway. April 2025 - Colt announced plans to build the Frankfurt 4 & 5 Data Center. | Project work on Schedule | 1 | Not Funded / Unconfirmed | Private | Colt Data Centre Services
478443 | 478443 | 2026-04-13 11:26 | DataVolt – Data Centre in Modon Technical Zone Riyadh – Ar Riyad | DataVolt – Data Centre in Modon Technical Zone Riyadh – Ar Riyad | https://construction.globaldata.com/Projects/Overview/478443 | Pre-Tender | Parent | 667 | 2025 Q1 | 2027 Q1 | 2029 Q4 | Middle East and Africa | Saudi Arabia | Ar Riyad | Riyadh |  |  | Commercial & Leisure | Data Center | Data Center |  | Low | New | Onshore | DataVolt is planning to undertake the construction of a data center in Riyadh Technical Zone, Saudi Arabia. The project involves the IT Load Capacity: The facility is planned with an IT load capacity of about 72 MW, Power Infrastructure: Primary supply from the Saudi national grid, Backup and Resilience: The facility will include N+1 redundancy, incorporating UPS systems, diesel generators, redundant switchgear, and power distribution paths to ensure high availability, Data Centre Type: The project is planned as a Hyperscale, AI-ready data centre designed to support cloud, enterprise, and high-performance computing workloads, Cooling Systems: Cooling will rely on a modular design with advanced cooling techniques, Energy Efficiency: The facility will target low PUE performance through intelligent energy management systems, efficient cooling design, and optimised power distribution, Floor Load Capacity: The building structure is 1,500 kg/m² (raised floor) for data halls, Power Density: The infrastructure is 10 kilowatts per rack, Rack Configuration: The facility will support Standard 45U IT racks, configured for scalable server, storage, and networking deployments. In February 2025, Datavolt has signed an agreement to develop a project at the value of SAR 2.50 billion (US$ 666 million). The PQ documents have been submitted and the tender for the main contract is yet to be issued on the project. | 24.6877 | 46.7219 | DataVolt is planning to undertake the construction of a data center in Riyadh Technical Zone, Saudi Arabia. The total capacity of the facility will be 72MW, and the construction is expected to be undertaken in four phases. The first phase will involve the construction of a three-storey facility with 16MW capacity. Phase two will add an additional 24MW capacity. Phases three and four will each add 16MW, bringing the overall capacity to 72MW. Site area: 55,000 m² The US$667 million project includes the following: Key Technical Features: 1. IT Load Capacity: The facility is planned with an IT load capacity of about 72 MW 2. Power Infrastructure: Primary supply from the Saudi national grid 3. Backup and Resilience: The facility will include N+1 redundancy, incorporating UPS systems, diesel generators, redundant switchgear, and power distribution paths to ensure high availability. 4. Data Centre Type: The project is planned as a Hyperscale, AI-ready data centre designed to support cloud, enterprise, and high-performance computing workloads. 5. Cooling Systems: Cooling will rely on a modular design with advanced cooling techniques 6. Energy Efficiency: The facility will target low PUE performance through intelligent energy management systems, efficient cooling design, and optimised power distribution. 7. Floor Load Capacity: The building structure is 1,500 kg/m² (raised floor) for data halls 8. Power Density: The infrastructure is 10 kilowatts per rack 9. Rack Configuration: The facility will support Standard 45U IT racks, configured for scalable server, storage, and networking deployments | Heating, ventilation and air conditioning (HVAC); Hyperscale Data Center | A data center is planned to be built in Riyadh, Saudi Arabia. It will help in technological advancement and digital infrastructure expansion. |  | April 2026 - The main contract tender is yet to be issued on the project. December 2025 - The PQ documents have been submitted and the tender for the main contract is yet to be issued on the project. July 2025 - The prequalification tender for the main contract was issued on June 18, 2025, with a deadline of early July 2025. February 20, 2025 - Datavolt has signed an agreement with Saudi Authority for Industrial Cities & Technology Zones (Modon) to develop the project. | No Major Development | 0 | Not Funded / Unconfirmed | Private | DataVolt
563298 | 563298 | 2026-04-13 09:25 | ICSAIT/ Sofia Tech – BRAIN PP Data Center – Sofia-Capital | ICSAIT/ Sofia Tech – BRAIN PP Data Center – Sofia-Capital | https://construction.globaldata.com/Projects/Overview/563298 | Planning | Parent | 98 | 2025 Q1 | 2027 Q2 | 2028 Q4 | Europe | Bulgaria | Sofia-Capital | Sofia | Sofia Tech Park |  | Commercial & Leisure | Data Center | Data Center |  | Medium | New | Onshore | Institute for Computer Science Artificial Intelligence and Technology (INSAIT) and Sofia Tech Park are planning to construct an AI data center in Sofia, Bulgaria. The project involves the construction of a data center. It includes the construction of a data halls, server rooms, an administrative space, and a substation, and the installation of generators, cooling systems, and safety and security systems. The project is also known as Bulgaria (BRAIN++ [Bulgarian Robotics & AI Nexus]). The project is scheduled for completion in November 2028. | 42.6668 | 23.3718 | The project involves the construction of a data center in Sofia, Bulgaria. The US$98 million project includes the following: 1. Construction of data halls 2. Construction of server rooms 3. Construction of an administrative space 4. Construction of a substation 5. Installation of generators 6. Installation of cooling systems 7. Installation of safety and security systems | Heating, ventilation and air conditioning (HVAC) |  |  | April 2026 - Planning activities are underway. March 2025 - INSAIT and Sofia Tech Park announced plans to construct a data center in Sofia. | No Major Development | 0 | Not Funded / Unconfirmed | Private | Institute for Computer Science Artificial Intelligence and Technology;Sofia Tech Park
563346 | 563346 | 2026-04-13 06:36 | Coachella / DMK Project Sol/ Stronghold Power – Coachella Valley Technology Data Center Campus – California | Coachella / DMK Project Sol/ Stronghold Power – Coachella Valley Technology Data Center Campus – California | https://construction.globaldata.com/Projects/Overview/563346 | Planning | Parent | 1200 | 2025 Q3 | 2028 Q1 | 2032 Q4 | North America | United States | California | Coachella | at the corner of 52 Avenue and Filmore Street. |  | Commercial & Leisure | Data Center | Data Center |  | Medium | New | Onshore | DMK Project Solutions Services, Stronghold Power, and the City of Coachella are planning to build a data center Campus in Coachella, California, the US. The project involves the construction of a data center with a consumption capacity of 600MW on 97.1ha of land. It includes the construction of data halls, server rooms, a substation and the installation of generators and uninterruptible power supply (UPS) units, cooling systems, and safety and security systems. The project will be developed in two phases. Phase I is on 97.1ha of land and Phase II on 84.9ha of land. The facility will be powered by a new municipal energy center, which will be built in a Public-Private Partnership (P3) with Stronghold Power and the City of Coachella, CA. It will deliver in the first quarter of 2029 with 300MW. HDR has been appointed as the architect. | 33.6803 | -116.1739 | The project involves the construction of a data center with a consumption capacity of 600MW on 182.1ha of land at the corner of 52 Avenue and Filmore Street in Coachella, California, the US. The US$1,200 million project includes the following: 1. Construction of data halls 2. Construction of server rooms 3. Construction of a substation 4. Installation of generators and uninterruptible power supply (UPS) units 5. Installation of the cooling system 6. Installation of safety and security systems | Heating, ventilation and air conditioning (HVAC) |  |  | April 2026 - Planning activities are underway. Q3 2025 - DMK Project Solutions Services announced plans to build a data center campus in Coachella. | Project work on Schedule | 1 | Not Funded / Unconfirmed | Public/Private | Coachella CA;DMK Project Solutions Services;Stronghold Power Systems Inc |  | HDR Inc
563094 | 563094 | 2026-04-13 06:31 | DataBank/ Goodman – Vernon LAX02 Data Center – California | DataBank/ Goodman – Vernon LAX02 Data Center – California | https://construction.globaldata.com/Projects/Overview/563094 | Planning | Parent | 150 | 2026 Q1 | 2026 Q3 | 2027 Q3 | North America | United States | California |  | 3094 E Vernon Avenue | 90058 | Commercial & Leisure | Data Center | Data Center |  | Medium | New | Onshore | DataBank and Goodman Group are planning the construction of a colocation data center in Vernon, California, the US. The project involves the construction of a 13,045m2 data center with 32MW IT capacity. It includes the construction of server rooms, an administrative space, a substation, parking spaces, the installation of related equipment and safety and security systems. The project is being planned in multiple phases. The first 6MW phase is expected to be completed in December 2026, with the remaining phases due to be completed by September 2027. It includes a 2N power design with dual 66kV feeds transformed on-site by Vernon Public Utilities. It utilizes an N+1 cooling design, providing redundant capacity to ensure continuous thermal management and operational stability even during equipment maintenance or component failure. | 34.0053 | -118.2181 | The project involves the construction of a 13,045m2 colocation data center with 32MW IT capacity at 3094 E Vernon Avenue in Vernon, California, the US. The US$150 million project includes the following: 1. Construction of server rooms 2. Construction of an administrative space 3. Construction of a substation 4. Construction of parking spaces 5. Installation of related equipment 6. Installation of safety and security systems | Colocation Data Center; Heating, ventilation and air conditioning (HVAC) |  |  | April 2026 - Project is in early stages of development. January 2026 - DataBank and Goodman Group are planning to build data center in Vernon, the US. | Project work on Schedule | 1 | Not Funded / Unconfirmed | Private | DataBank Ltd;Goodman Group
562818 | 562818 | 2026-04-13 05:01 | Skybox Datacenters – Round Rock Data Center – Texas | Skybox Datacenters – Round Rock Data Center – Texas | https://construction.globaldata.com/Projects/Overview/562818 | Planning | Parent | 500 | 2025 Q3 | 2027 Q1 | 2028 Q4 | North America | United States | Texas | Round Rock | 2601 East Old Settlers Boulevard | 78665 | Commercial & Leisure | Data Center | Data Center |  | High | New | Onshore | Skybox Data Centers is planning to build a colocation data center at 2601 East Old Settlers Boulevard in Round Rock, Texas, the US. It is located directly east of North A.W. Grimes Boulevard and south of East Old Settlers Boulevard. The project involves the construction of a 23,225m2 data center with a consumption capacity of 75MW on 12ha of land. It includes the construction of data halls, office space, conference rooms, meet-me-rooms, and a break area, and the installation of racks and safety and security systems. Oncor and ERCOT will supply power to the data center through the electricity grid with dedicated on-site backup generators. It is designed for high-density, energy-efficient operations using a closed-loop, low-water cooling system. In February 2026, Skybox secured rezoning approvals from the Round Rock City Council from Light Industrial to data center use. | 30.5083 | -97.6789 | The project involves the construction of a 23,225m2 colocation data center with a consumption capacity of 75MW on 12ha of land in Round Rock, Texas, the US. The US$500 million project includes the following: 1. Construction of data halls 2. Construction of conference rooms 3. Construction of break area 4. Construction of meet-me-rooms 5. Construction of office space 6. Installation of racks 7. Installation of safety and security systems | Colocation Data Center; Heating, ventilation and air conditioning (HVAC) |  |  | April 2026 - Skybox is in the process of submitting detailed plans for review. February 2026 - Skybox secured rezoning approvals from the Round Rock City Council from Light Industrial to data center use. December 2025 - The Planning & Zoning Commission reviewed the zoning request. October 2025 - Skybox submitted rezoning request to the Round Rock City Council. Q3 2025 - Skybox announced plans to build data center in Round Rock, Texas, the US. | Project work on Schedule | 1 | Not Funded / Unconfirmed | Private | Skybox Datacenters Inc
540291 | 540291 | 2026-04-10 18:07 | Hunters Ridge – Mills Drive Data Center – Virginia | Hunters Ridge – Mills Drive Data Center – Virginia | https://construction.globaldata.com/Projects/Overview/540291 | Planning | Parent | 1800 | 2024 Q1 | 2027 Q2 | 2029 Q4 | North America | United States | Virginia | Fredericksburg | south of 4110 Overview Drive and Mills Drive | VA 22408 | Commercial & Leisure | Data Center | Data Center |  | Low | New | Onshore | Hunters Ridge Holdings LLC (Hunters Ridge) is planning to construct a data center in south of 4110 Overview Drive and Mills Drive, in Fredericksburg, Spotsylvania County Virginia, the US. The project involves the construction of eight data center buildings on 51ha of land. It includes server rooms, control rooms, and data halls and the installation of racks, cooling systems, and safety and security systems. The project will be developed into three phases. The first phase will include two buildings with a combined floor area of 83,613m2, and the second and third phases will include six buildings with a combined floor area of 119,194m2. It is also known as "Hunter Ridge South". | 38.2246 | -77.479 | The project involves the construction of eight data center buildings on 51ha of land in Virginia, the US. The US$1,800 million project includes the following: 1. Construction of server rooms 2. Construction of control rooms 3. Construction of data halls 4. Installation of racks 5. Installation of cooling systems 6. Installation of safety and security systems | Heating, ventilation and air conditioning (HVAC) |  |  | April 2026 - Planning activities are underway. August 2025 - The Spotsylvania County Planning Department approved rezoning for the project from rural and mixed-use to industrial. June 2023 - rezoning planning application was filed with the Spotsylvania County Planning Department. February 2023 - Hunters Ridge announced plans to construct a data center in Spotsylvania County. | No Major Development | 0 | Not Funded / Unconfirmed | Private | Hunters Ridge Holdings LLC
540095 | 540095 | 2026-04-10 17:58 | Prominent Property – Mesone Data Center – Texas | Prominent Property – Mesone Data Center – Texas | https://construction.globaldata.com/Projects/Overview/540095 | Design | Parent | 850 | 2025 Q1 | 2027 Q1 | 2029 Q2 | North America | United States | Texas |  | 3911 County Road 305 | 76537 | Commercial & Leisure | Data Center | Data Center |  | Low | New | Onshore | Prominent Property Group plans to construct a data center at 3911 County Road 305 in Jarell, Texas, the US. The project involves the construction of a data center on 61ha of land. It includes the construction of data halls with racks, meeting rooms, office space, storage facilities, and parking facilities, and the installation of power and cooling systems, safety and security systems. The project will use a closed-loop cooling system and have access to 200MW of utility power upon completion, which would be generated using natural gas and grid power. Ci Design Inc. has been appointed as the architect, Power Infrastructure Partners as the project management consultant, Savannah Developers as the construction manager, and Matkin-Hoover Engineering & Surveying as the consulting engineer. | 30.8215 | -97.6369 | The project involves the construction of a data center on 61ha of land in Jarell, Texas, the US. The US$850 million project includes the following: 1. Construction of data halls with racks 2. Construction of meeting rooms 3. Construction of office space 4. Construction of storage facilities 5. Construction of parking facilities 6. Installation of power and cooling systems 7. Installation of safety and security systems | Heating, ventilation and air conditioning (HVAC) |  |  | April 2026 - Design activities are underway. October 2025 - Prominent Property received the Zoning approvals from the Jarrell City Council. August 26, 2025 - The project was recommended for rezoning approval by the Jarrell Planning and Zoning Commission. Q1 2025 - Prominent Property Group announced plans to build a data center in Jarrell. | No Major Development | 0 | Not Funded / Unconfirmed | Private | Prominent Property Group |  | Ci Design Inc | Matkin Hoover Engineering and Surveying;Savannah Developers;Texas Energy Group, LLC
369653 | 369653 | 2026-04-10 17:57 | META – New Albany Data Center Expansion – Ohio | META – New Albany Data Center Expansion – Ohio | https://construction.globaldata.com/Projects/Overview/369653 | Execution | Parent | 1500 | 2022 Q2 | 2025 Q1 | 2028 Q4 | North America | United States | Ohio |  | 1500 Beech Road | 43031 | Commercial & Leisure | Data Center | Data Center |  |  | Expansion | Onshore | Meta Platforms Inc (Meta) is planning to undertake the expansion of its existing hyperscale data center campus in New Albany, Ohio, the US. The project involves the expansion of the data center with the construction of two buildings with a floor area of 92,903m2. It includes the construction of administrative space, office space, substations, R&D center space, laboratories, and parking facilities, and the installation of equipment, and safety and security systems. Turner Construction Co has been appointed as a contractor. The first building is slated for completion in 2026, followed by the second in 2028. | 40.0875 | -82.8537 | The project involves the expansion of the data center with the construction of two buildings with a floor area of 92,903m2 in New Albany, Ohio, the US. The US$1,500 million project includes the following: 1. Construction of substations 2. Construction of administrative space 3. Construction of office space 4. Construction of R&D center space 5. Construction of laboratories 6. Construction of parking facilities 7. Installation of equipment 8. Installation of safety and security systems | Green data center; Hyperscale Data Center |  |  | April 2026 - Construction activities are underway. October 2025 - Construction activities are underway. January 2025 - Planning activities are underway. March 2024 - Planning activities are underway. April 2023 - Planning activities are underway. September 2022 - Planning activities are underway. May 2022 - Planning activities are underway. Q2 2022 - Meta announced plans to build two data center buildings in Ohio. | Project work on Schedule | 1 | Not Funded / Unconfirmed | Private | Meta Platforms Inc | Turner Construction Co
539032 | 539032 | 2026-04-10 17:25 | R-Contracting – Aalborg RE Power Data Center – North Denmark | R-Contracting – Aalborg RE Power Data Center – North Denmark | https://construction.globaldata.com/Projects/Overview/539032 | Cancelled | Parent | 3080 | 2025 Q2 | Awaiting Confirmation | 2026 Q1 | Europe | Denmark | North Denmark | Aalborg | Nordjyllandsværkets Havn | 9310 | Commercial & Leisure | Data Center | Data Center |  |  | New | Onshore | R-Contracting AB (RCON) had planned to undertake the construction of a colocation data center at the Nordjylland Power Station in Aalborg, North Denmark, Denmark. It is located between Vodskov and the Limfjord. The project involved the construction of a 100,000m2 data center with a construction capacity of 250MW on 55ha of land. It included four data center buildings of 20,000m2 each, data halls, a 20,000m2 substation, conference rooms, break rooms, meet-me rooms, server rooms and parking spaces, and the installation of racks and safety and security systems. The facility is committed to operating on Energinet's utility grid. It is equipped with reliable uninterruptible power supply (UPS) units and diesel generators for backup power systems. It also features a free cooling system, ensuring optimal performance and efficiency with maximum reliability. AK83 Arkitekter has been appointed as the architect and WSP Danmark AS as the engineering design consultant. | 57.0917 | 10.0399 | The project involved the construction of a 100,000m2 data center with a construction capacity of 250MW on 55ha of land at the Nordjylland Power Station in Aalborg, North Denmark, Denmark. The US$1,583 million project included the following: 1. Construction of data halls 2. Construction of conference rooms 3. Construction of break rooms 4. Construction of server rooms 5. Construction of a 20,000m2 substation 6. Construction of meet-me rooms 7. Construction of parking spaces 8. Installation of UPS/generators 9. Installation of racks 10. Installation of safety and security systems | Colocation Data Center; Emergency power/Backup power; Heating, ventilation and air conditioning (HVAC) |  |  | March 2026 - The project has been cancelled because there is not enough power. September 2025 - Planning activities are underway. Q2 2025 - RCON announced plans to build a data center in Denmark. | Project has been Cancelled | -5 | Not Funded / Unconfirmed | Private | R-Contracting AB |  | AK83 Arkitekter;WSP Danmark AS
563334 | 563334 | 2026-04-10 16:52 | Aligned – Project Caprock Data Center – Texas | Aligned – Project Caprock Data Center – Texas | https://construction.globaldata.com/Projects/Overview/563334 | Execution | Parent | 1000 | 2025 Q3 | 2026 Q2 | 2030 Q4 | North America | United States | Texas |  |  | 79311 | Commercial & Leisure | Data Center | Data Center |  |  | New | Onshore | Aligned Data Centers is undertaking the construction of a hyperscale data center campus in Hale County, Texas, the US. The project involves the construction of a 153,290m2 data center with a consumption capacity of 540MW on 126.6ha. It includes the construction of data halls, server rooms, a substation and the installation of generators and uninterruptible power supply (UPS) units, cooling systems and safety and security systems. The project will be developed in phases. The first building, LBB-01, is scheduled to open in the first quarter of 2027. The facility will be powered by Xcel Energy through a grid connection, and Aligned is building and funding the dedicated electrical infrastructure required to power the campus. It will utilize Aligned’s innovative DeltaFlow- liquid cooling technology and an advanced air-cooled heat rejection system paired with a closed-loop design. Ryan Companies has been appointed as the contractor. | 33.8324 | -101.843 | The project involves the construction of a 153,290m2 data center with a consumption capacity of 540MW on 126.6ha of land in Hale County, Texas, the US. The US$1,000 million project includes the following: 1. Construction of data halls 2. Construction of server rooms 3. Construction of a substation 4. Installation of generators and uninterruptible power supply (UPS) units 5. Installation of the cooling system 6. Installation of safety and security systems |  |  |  | April 2026 - A groundbreaking ceremony was held marking the start of construction. Q3 2025 - Aligned Data Centers announced plans to build a data center in Hale County. | Construction Commenced | 4 | Not Funded / Unconfirmed | Private | Aligned Data Centers | Ryan Companies US Inc
506366 | 506366 | 2026-04-10 15:03 | NTT DATA – Osaka North 1 Data Center Campus – Osaka | NTT DATA – Osaka North 1 Data Center Campus – Osaka | https://construction.globaldata.com/Projects/Overview/506366 | Execution | Parent | 260 | 2025 Q1 | 2025 Q4 | 2032 Q4 | Asia-Pacific | Japan | Osaka | Ibaraki |  | 567-0004 | Commercial & Leisure | Data Center | Data Center |  |  | New | Onshore | NTT DATA Group Corp is undertaking the construction of a hyperscale Tier III data center campus in Ibaraki City, Osaka, Japan. The project involves the construction of a data center campus with a capacity of 36MW on 3.23ha of land. It includes the construction of two buildings. The first phase involves the construction of a three-story, 5,000m2 OSK12 data center building I with a capacity of 18MW, and the second phase involves the construction of a data center building II with a capacity of 18MW. It also includes the construction of two meet-me rooms, office space, storage facilities, parking facilities, and the installation of elevator, safety and security systems. The facility draws power from the utility grid through a 2N power distribution design. Cooling is managed through a water-cooling system designed in an N+1 configuration, with the option for Direct Liquid Cooling (DLC). The backup options including diesel generators or gas turbines, capable of sustaining operations for 48 hours without refueling, arranged in an N+1 configuration. Construction works on the first building commenced in October 2025 and to be completed by the first quarter of 2028. | 34.8522 | 135.4686 | The project involves the construction of a data center campus with two buildings with a capacity of 36MW on 3.23ha of land in Ibaraki City, Osaka, Japan. The US$260 million project includes the following: 1. Construction of two meet-me rooms 2. Construction of office space 3. Construction of storage facilities 4. Construction of parking facilities 5. Installation of elevator 6. Installation of safety and security systems | Elevator; Heating, ventilation and air conditioning (HVAC); Hyperscale Data Center; Tier 3 Data Center |  |  | April 2026 - Construction works are underway on the first phase. October 2025 - Groundbreaking ceremony held and construction works commenced on the first phase. July 2025 - Planning activities are underway. May 2025 - NTT DATA Group Corp acquired land to develop the project. Q1 2025 - NTT DATA Group Corp announced a plan to build data centers in Osaka. | Project work on Schedule | 1 | Not Funded / Unconfirmed | Private | NTT DATA Group Corp
513582 | 506366 | 2026-04-10 15:02 | NTT DATA – Osaka North 1 Data Center Campus: OSK12 Data Center – Osaka | NTT DATA – Osaka North 1 Data Center Campus – Osaka | https://construction.globaldata.com/Projects/Overview/513582 | Execution | Sub | 120 | 2025 Q1 | 2025 Q4 | 2028 Q1 | Asia-Pacific | Japan | Osaka | Ibaraki |  | 567-0004 | Commercial & Leisure | Data Center | Data Center |  |  | New | Onshore | NTT DATA Group Corp is undertaking the construction of hyperscale Tier III data center building in Ibaraki City, Osaka, Japan. The project involves the construction of a three-story, 5,000m2 data center building with a capacity of 18MW. It includes the construction two meet-me rooms, office space, storage facilities, parking facilities, and the installation of elevator, safety and security systems. The facility draws power from the utility grid through a 2N 77kV power distribution design. Cooling is managed through a water-cooling system designed in an N+1 configuration, with the option for Direct Liquid Cooling (DLC). The backup options including diesel generators or gas turbines, capable of sustaining operations for 48 hours without refueling, arranged in an N+1 configuration. The data center is engineered to support the rapidly growing demand for AI and high-performance computing. Construction works commenced in October 2025 and to be completed by the first quarter of 2028. | 34.8522 | 135.4686 | The project involves the construction of a three-story, 5,000m2 data center building with a capacity of 18MW in Ibaraki City, Osaka, Japan. The US$120 million project includes the following: 1. Construction of two meet-me rooms 2. Construction of office space 3. Construction of storage facilities 4. Construction of parking facilities 5. Installation of elevator 6. Installation of safety and security systems | Elevator; Heating, ventilation and air conditioning (HVAC); Hyperscale Data Center; Tier 3 Data Center |  |  | April 2026 - Construction works are underway. October 2025 - Ground-breaking ceremony was held on the project site marking the start of construction. July 2025 - Planning activities are underway. May 2025 - NTT DATA Group Corp acquired land to develop the project. Q1 2025 - NTT DATA Group Corp announced a plan to build data centers in Osaka. | Project work on Schedule | 1 | Not Funded / Unconfirmed | Private | NTT DATA Group Corp
523625 | 506366 | 2026-04-10 15:01 | NTT DATA – Osaka North 1 Data Center Campus: Phase II – Osaka | NTT DATA – Osaka North 1 Data Center Campus – Osaka | https://construction.globaldata.com/Projects/Overview/523625 | Planning | Sub | 120 | 2025 Q1 | 2028 Q2 | 2032 Q4 | Asia-Pacific | Japan | Osaka | Ibaraki |  | 567-0004 | Commercial & Leisure | Data Center | Data Center |  | Low | New | Onshore | NTT DATA Group Corp is planning to construct a hyperscale Tier III data center in Ibaraki City, Osaka, Japan. The project involves the construction of a data center building with a consumption capacity of 18MW. It includes the construction of meet-me rooms, office space, storage facilities, parking facilities, and the installation of power and cooling systems, safety and security systems. The facility draws power from the utility grid through a 2N power distribution design. Cooling is managed through a water-cooling system designed in an N+1 configuration, with the option for Direct Liquid Cooling (DLC). The backup options including diesel generators or gas turbines, capable of sustaining operations for 48 hours without refueling, arranged in an N+1 configuration. The data center is engineered to support the rapidly growing demand for AI and high-performance computing. | 34.8522 | 135.4686 | The project involves the construction of a data center with a consumption capacity of 18MW in Ibaraki City, Osaka, Japan. The US$120 million project includes the following: 1. Construction of meet-me rooms 2. Construction of office space 3. Construction of storage facilities 4. Construction of parking facilities 5. Installation of power and cooling systems 6. Installation of safety and security systems | Heating, ventilation and air conditioning (HVAC); Hyperscale Data Center; Tier 3 Data Center |  |  | April 2026 - Planning activities are underway. July 2025 - Planning activities are underway. May 2025 - NTT DATA Group Corp acquired land to develop the project. Q1 2025 - NTT DATA Group Corp announced a plan to build data centers in Osaka. | No Major Development | 0 | Not Funded / Unconfirmed | Private | NTT DATA Group Corp
537832 | 537832 | 2026-04-10 14:58 | Regant – Pieksamaki Data Center – Southern Savonia | Regant – Pieksamaki Data Center – Southern Savonia | https://construction.globaldata.com/Projects/Overview/537832 | Planning | Parent | 80 | 2024 Q4 | 2028 Q3 | 2030 Q4 | Europe | Finland | Southern Savonia |  |  |  | Commercial & Leisure | Data Center | Data Center |  | Medium | New | Onshore | Regant Oy is planning to undertake the construction of a data center in Naarajarvi, Pieksamaki, Finland. The project involves the construction of a 40,000–90,000m2 data center on 19ha of land. It includes the construction of data halls, meet-me rooms, server rooms, a substation, a parking facility and the installation of safety and security systems. The City of Pieksämäki and Regant Oy have signed a preliminary agreement for a real estate transaction for a new data center in Naarajärvi. It will be equipped with reliable uninterruptible power supply (UPS) units and diesel generators for backup power systems. It also features an advanced cooling system, ensuring optimal performance and efficiency with maximum reliability. The project will create 70 operational jobs upon completion. | 62.3016 | 27.1635 | The project involves the construction of a 40,000–90,000m2 data center on 19ha of land in Naarajarvi, Pieksamaki, Finland. The US$80 million project includes the following: 1. Construction of data halls 2. Construction of meet-me rooms 3. Construction of server rooms 4. Construction of a substation 5. Construction of a parking facility 6. Installation of generators and UPS units 7. Installation of cooling system 8. Installation of safety and security systems | Heating, ventilation and air conditioning (HVAC) |  |  | April 2026 - Planning activities are underway. September 2025 - The City of Pieksämäki and Regant Oy have signed a preliminary agreement for the data center in Pieksamaki. January 2025 - Planning activities are underway. Q4 2024 - Regant Oy announced plans to build a data center in Pieksamaki. | No Major Development | 0 | Not Funded / Unconfirmed | Private | Regant Oy
440954 | 440954 | 2026-04-10 14:55 | Goldacre Ven/ Legal & General – Bidder Street Data Center – Greater London | Goldacre Ven/ Legal & General – Bidder Street Data Center – Greater London | https://construction.globaldata.com/Projects/Overview/440954 | Tender | Parent | 1014 | 2023 Q2 | 2026 Q3 | 2028 Q4 | Europe | United Kingdom | Greater London | London | Former EMR Site, Bidder Street, Canning Town | E16 4BS | Commercial & Leisure | Data Center | Data Center |  | Medium | New | Onshore | Legal & General Group Plc and Goldacre Ventures are planning to construct a hyperscale data center at Bidder Street in Newham, East London, Greater London, the UK. The project involves the construction of a 60,510m2 data center with a consumption capacity of 80MW on 1.88ha of land. It includes the construction of three connected buildings, a lower-rise pump house, a high-voltage substation, and the installation of generators, transformers, racks, a cooling system, and safety and security systems. RPS Group has been appointed as the planning consultant, Ttsp and Foster + Partners Ltd as the architects, Macfarlane + Associates as the landscape architects, Hoare Lea LLP as the fire consultant, RPS as the lighting consultant and environmental consultant, Hann Tucker Associates as the acoustic consultant, Curtins Consulting Ltd as the traffic consultant, civil engineer, and structural engineer, Arup as the MEP engineer, Blue Sky Building as the environmental consultant, Rider Levett Bucknall UK Ltd as the cost consultant and project management consultant and sineQN Ltd as the associated developer. In January 2024, Legal & General Group Plc and Goldacre Ventures submitted a planning application to the Newham London Council and received approvals in October 2024. In September 2025, the project secured US$134 million in funding from the ICG Real Estate. | 51.5173 | 0.0036908 | The project involves the construction of a 60,510m2 data center with a consumption capacity of 80MW on 1.88ha of land in Newham, London, Greater London, the UK. The US$1,014 million project includes the following: 1. Construction of three connected buildings 1. Construction of a lower-rise pump house 2. Construction of a high-voltage substation 3. Installation of generators 4. Installation of transformers 5. Installation of racks 6. Installation of a cooling system 7. Installation of safety and security systems | Heating, ventilation and air conditioning (HVAC); Hyperscale Data Center |  | https://bidderstreetdatacentre.co.uk/ | April 2026 - Procurement is advancing on the data center. October 2025 - Design activities are underway. September 2025 - The project secured US$134 million in funding from the ICG Real Estate. October 2024 - Legal & General Group Plc and Goldacre Ventures received the planning approvals from the Newham London Borough Council. February 2024 - The project is awaiting approvals. January 2024 - Legal & General Group Plc and Goldacre Ventures submitted a planning application to the Newham London Council. Q2 2023 - Legal & General Group Plc and Goldacre Ventures announced plans to construct a data center in Canning Town. | Major Tender Work in Progress | 2 | Partially Funded | Private | Goldacre Ventures;Legal & General Group Plc |  | Foster + Partners Ltd;Macfarlane + Assoc;Ttsp | Arup Facade Engineering;Blue Sky Building;Curtins Consulting Ltd;Hann Tucker Associates;Hoare Lea LLP;Rider Levett Bucknall UK Ltd;RPS Group Ltd
537728 | 537728 | 2026-04-10 14:49 | DataBank – Culpeper Campus IAD6 Data Center – Virginia | DataBank – Culpeper Campus IAD6 Data Center – Virginia | https://construction.globaldata.com/Projects/Overview/537728 | Execution | Parent | 160 | 2023 Q4 | 2026 Q1 | 2028 Q4 | North America | United States | Virginia | Culpeper | 14601 Germanna Hwy | 22701 | Commercial & Leisure | Data Center | Data Center |  |  | New | Onshore | DataBank is undertaking the construction of a hyperscale data center in Culpeper, Virginia, the US. The project involves the construction of a 35,602m2 data center with a consumption capacity of 120MW. It includes the construction of data halls, meet-me rooms, server rooms, parking facility, and the installation of elevator, safety and security systems. The project is part of DataBank's planned 135,065m2 Culpeper Campus of two three-storey data centers with a total consumption capacity of 192MW on 34.3ha of land. The campus also includes a 300MW onsite sub-station from Dominion Energy. The project is committed to operating on 100% renewable energy. The facility draws power from the utility grid through a N+1 redundancy power distribution design. It has N+1 cooling redundancy. The project will support growing demand for artificial intelligence (AI), high-performance computing (HPC), and hybrid workloads. | 33.4484 | -112.0741 | The project involves the construction of a 35,602m2 data center with a consumption capacity of 120MW at 14601 Germanna Highway in Culpeper, Virginia, the US. The US$160 million project includes the following: 1. Construction of data halls 2. Construction of meet-me rooms 3. Construction of server rooms 4. Construction of a parking facility 5. Construction of an onsite sub-station 6. Installation of elevator 7. Installation of safety and security systems | Elevator; Green data center; Heating, ventilation and air conditioning (HVAC); Hyperscale Data Center |  |  | April 2026 - Construction works are underway. February 2026 - Construction works commenced. October 2025 - Planning activities are underway. November 2024 - Planning activities are underway. Q4 2023 - DataBank announced plans to build a data center in Culpeper, Virginia. | Project work on Schedule | 1 | Not Funded / Unconfirmed | Private | DataBank Ltd |  | Highland Associates Inc
451891 | 451503 | 2026-04-10 13:35 | Amazon – 2 Glendenning Road Data Center Campus: DC03 – New South Wales | Amazon – 2 Glendenning Road Data Center Campus – New South Wales | https://construction.globaldata.com/Projects/Overview/451891 | Planning | Sub | 400 | 2023 Q2 | 2027 Q1 | 2030 Q4 | Asia-Pacific | Australia | New South Wales | Sydney | 2 Glendenning Road | 2761 | Commercial & Leisure | Data Center | Data Center |  | Low | Redevelopment | Onshore | Amazon is planning to construct a hyperscale data center at 2 Glendenning Road in Sydney, Australia. The project involves the construction of a 21,500m2 five-story data center with a consumption capacity of 79MW, with 43.2m in height. It includes the construction of a 1,075m2 substation, an ancillary office, amenities, loading docks, server rooms, control rooms and parking spaces and the installation of 39 generators, safety and security systems. Willowtree Planning has been appointed as planner, Greenbox Architecture as an architect, Martens as a geo-technical consultant, ACOR consultants as a civil engineer, Van Der Meer consulting as a structural engineer, LCI consultants as an electrical engineer and a project manager. The facility has been committed to operating on renewable energy, and it will utilize advanced cooling systems. In January 2023, Amazon acquired the project site from AMP Capital. In March 2026, the NSW government approved the project to progress under the Investment Delivery Authority (IDA) pipeline. The construction works are scheduled to commence in March 2027. | -33.76 | 150.8493 | The project involves the construction of a 21,500m2 five-story data center with a consumption capacity of 79MW, with 43.2m in height at 2 Glendenning Road in Sydney, Australia. The US$400 million project included the following: 1. Construction of 1,075m2 substation 2. Construction of an ancillary office 3. Construction of amenities 4. Construction of loading docks 5. Construction of server rooms 6. Construction of control rooms 7. Construction of parking spaces 8. Installation of 39 generators 9. Installation of safety and security systems | Energy storage; Hyperscale Data Center; Potential E&E |  |  | April 2026 - The project is awaiting Environmental Assessment Requirements (SEARs). March 2026 - The NSW government approved the project to progress under the Investment Delivery Authority (IDA) pipeline. November 2025 - Amazon is in the process of revising the plans for resubmission. June 2025 - The council has objected the current project plans proposal. March 2025 - Project awaiting approvals. July 2024 - LCI Consultants has submitted plans for data center campus in Sydney, Australia. June 2023 - Amazon announced plans to build data centers in Sydney, Australia. | No Major Development | 0 | Not Funded / Unconfirmed | Private | Amazon.com Inc |  | Greenbox Architecture | ACOR Consultants Pty Ltd;LCI Consultants LLC;Martens & Associates Pty. Limited;Van Der Meer Consulting;Willowtree Planning Pty Ltd
451903 | 451503 | 2026-04-10 13:33 | Amazon – 2 Glendenning Road Data Center Campus: DC02 – New South Wales | Amazon – 2 Glendenning Road Data Center Campus – New South Wales | https://construction.globaldata.com/Projects/Overview/451903 | Planning | Sub | 400 | 2023 Q2 | 2027 Q1 | 2030 Q3 | Asia-Pacific | Australia | New South Wales | Sydney | 2 Glendenning Road | 2761 | Commercial & Leisure | Data Center | Data Center |  | Medium | Redevelopment | Onshore | Amazon is planning to construct a hyperscale data center at 2 Glendenning Road in Sydney, Australia. The project involves the construction of a 13,590m2 five-story data center with a consumption capacity of 44MW, with 43.2m in height. It includes the construction of a 1,075m2 substation, an ancillary office, amenities, loading docks, server rooms, control rooms and parking spaces and the installation of 19 generators, safety and security systems. Willowtree Planning has been appointed as planner, Greenbox Architecture as an architect, Martens as a geo-technical consultant, ACOR consultants as a civil engineer, Van Der Meer consulting as a structural engineer, LCI consultants as an electrical engineer and a project manager. The facility has been committed to operating on renewable energy, and it will utilize advanced cooling systems. In January 2023, Amazon acquired the project site from AMP Capital. In March 2026, the NSW government approved the project to progress under the Investment Delivery Authority (IDA) pipeline. The construction works are scheduled to commence in March 2027. | -33.76 | 150.8493 | The project involves the construction of a 13,590m2 five-story data center with a consumption capacity of 44MW, with 43.2m in height at 2 Glendenning Road in Sydney, Australia. The US$400 million project included the following: 1. Construction of 1,075m2 substation 2. Construction of an ancillary office 3. Construction of amenities 4. Construction of loading docks 5. Construction of server rooms 6. Construction of control rooms 7. Construction of parking spaces 8. Installation of 19 generators 9. Installation of safety and security systems | Hyperscale Data Center; Potential E&E |  |  | April 2026 - The project is awaiting Environmental Assessment Requirements (SEARs). March 2026 - The NSW government approved the project to progress under the Investment Delivery Authority (IDA) pipeline. November 2025 - Amazon is in the process of revising the plans for resubmission. June 2025 - The council has objected the current project plans proposal. March 2025 - Project awaiting approvals. July 2024 - LCI Consultants has submitted plans for data center campus in Sydney, Australia. June 2023 - Amazon announced plans to build data centers in Sydney, Australia. | No Major Development | 0 | Not Funded / Unconfirmed | Private | Amazon.com Inc |  | Greenbox Architecture | ACOR Consultants Pty Ltd;LCI Consultants LLC;Martens & Associates Pty. Limited;Van Der Meer Consulting;Willowtree Planning Pty Ltd
451736 | 451503 | 2026-04-10 13:31 | Amazon – 2 Glendenning Road Data Center Campus: DC01 – New South Wales | Amazon – 2 Glendenning Road Data Center Campus – New South Wales | https://construction.globaldata.com/Projects/Overview/451736 | Planning | Sub | 400 | 2023 Q2 | 2027 Q1 | 2030 Q1 | Asia-Pacific | Australia | New South Wales | Sydney | 2 Glendenning Road | 2761 | Commercial & Leisure | Data Center | Data Center |  | Low | Redevelopment | Onshore | Amazon is planning to construct a hyperscale data center at 2 Glendenning Road in Sydney, Australia. The project involves the construction of a 21,500m2, five-story data center with a consumption capacity of 79MW, with 43.2m in height. It includes the construction of a 1,075m2 substation, an ancillary office, amenities, loading docks, server rooms, control rooms and parking spaces and the installation of 39 generators, safety and security systems. Willowtree Planning has been appointed as planner, Greenbox Architecture as an architect, Martens as a geo-technical consultant, ACOR consultants as a civil engineer, Van Der Meer consulting as a structural engineer, LCI consultants as an electrical engineer and a project manager. The facility has been committed to operating on renewable energy, and it will utilize advanced cooling systems. In January 2023, Amazon acquired the project site from AMP Capital. In March 2026, the NSW government approved the project to progress under the Investment Delivery Authority (IDA) pipeline. The construction works are scheduled to commence in March 2027. | -33.76 | 150.8493 | The project involves the construction of a 21,500m2, five-story data center with a consumption capacity of 79MW, with 43.2m in height at 2 Glendenning Road in Sydney, Australia. The US$400 million project included the following: 1. Construction of 1,075m2 substation 2. Construction of an ancillary office 3. Construction of amenities 4. Construction of loading docks 5. Construction of server rooms 6. Construction of control rooms 7. Construction of parking spaces 8. Installation of 39 generators 9. Installation of safety and security systems | Hyperscale Data Center; Potential E&E |  |  | April 2026 - The project is awaiting Environmental Assessment Requirements (SEARs). March 2026 - The NSW government approved the project to progress under the Investment Delivery Authority (IDA) pipeline. November 2025 - Amazon is in the process of revising the plans for resubmission. June 2025 - The council has objected the current project plans proposal. March 2025 - Project awaiting approvals. July 2024 - LCI Consultants has submitted plans for data center campus in Sydney, Australia. June 2023 - Amazon announced plans to build data centers in Sydney, Australia. | No Major Development | 0 | Not Funded / Unconfirmed | Private | Amazon.com Inc |  | Greenbox Architecture | ACOR Consultants Pty Ltd;LCI Consultants LLC;Martens & Associates Pty. Limited;Van Der Meer Consulting;Willowtree Planning Pty Ltd
451503 | 451503 | 2026-04-10 13:30 | Amazon – 2 Glendenning Road Data Center Campus – New South Wales | Amazon – 2 Glendenning Road Data Center Campus – New South Wales | https://construction.globaldata.com/Projects/Overview/451503 | Planning | Parent | 1500 | 2023 Q2 | 2027 Q1 | 2030 Q4 | Asia-Pacific | Australia | New South Wales | Sydney | 2 Glendenning Road | 2761 | Commercial & Leisure | Data Center | Data Center |  | Medium | Redevelopment | Onshore | Amazon is planning to construct a hyperscale data center campus at 2 Glendenning Road in Sydney, Australia. The project involves the construction of a 50,233m2 data center campus with a total consumption capacity of 202.4MW on 10.4ha of land. It includes the construction of three five-story data center buildings of 43.2m in height, an ancillary office, amenities, loading docks, associated infrastructure, storage units for generators, three 3,225m2 electrical substations, three vehicular crossovers, server rooms, a control room and 150 car parking spaces and the installation of 97 diesel generators, racks, safety and security systems. It will be developed in three phases: DC01 includes the construction of a 21,500m2, 79MW five-story data center with 39 generators. DC02 includes the construction of a 13,590m2, 44MW five-story data center with 19 generators. DC03 includes the construction of a 21,500m2, 79MW five-story data center with 39 generators. Willowtree Planning has been appointed as planner, Greenbox Architecture as an architect, Martens as a geo-technical consultant, ACOR consultants as a civil engineer, Van Der Meer consulting as a structural engineer, LCI consultants as an electrical engineer and a project manager. The facility has been committed to operating on renewable energy, and it will utilize advanced cooling systems. In January 2023, Amazon acquired the project site from AMP Capital. In March 2026, the NSW government approved the project to progress under the Investment Delivery Authority (IDA) pipeline. The construction works are scheduled to commence in March 2027. | -33.76 | 150.8493 | The project involves the construction of a 50,233m2 data center campus with a total consumption capacity of 202.4MW on 10.4ha of land at 2 Glendenning Road in Sydney, Australia. The US$1,500 million project included the following: 1. Construction of three five-story data center buildings of 43.2m in height 2. Construction of an ancillary office 3. Construction of amenities 4. Construction of loading docks 5. Construction of associated infrastructure 6. Construction of storage units for generators 7. Construction of 3,225m2 three electrical substations 8. Construction of three vehicular crossovers 9. Construction of server rooms 10. Construction of the control room 11. Construction of 150 car parking spaces 12. Installation of 97 diesel generators 13 Installation of safety and security systems | Heating, ventilation and air conditioning (HVAC); Hyperscale Data Center; Potential E&E |  |  | April 2026 - The project is awaiting Environmental Assessment Requirements (SEARs). March 2026 - The NSW government approved the project to progress under the Investment Delivery Authority (IDA) pipeline. November 2025 - Amazon is in the process of revising the plans for resubmission. June 2025 - The council has objected the current project plans proposal. March 2025 - Project awaiting approvals. July 2024 - LCI Consultants has submitted plans for data center campus in Sydney, Australia. June 2023 - Amazon announced plans to build data centers in Sydney, Australia. | No Major Development | 0 | Not Funded / Unconfirmed | Private | Amazon.com Inc |  | Greenbox Architecture | ACOR Consultants Pty Ltd;LCI Consultants LLC;Martens & Associates Pty. Limited;Van Der Meer Consulting;Willowtree Planning Pty Ltd
292069 | 292069 | 2026-04-10 13:28 | Google – Horndal Hyperscale Data Center – Dalarna | Google – Horndal Hyperscale Data Center – Dalarna | https://construction.globaldata.com/Projects/Overview/292069 | EPC Award | Parent | 900 | 2016 Q4 | 2026 Q4 | 2029 Q4 | Europe | Sweden | Dalarna |  | Avesta Municipality |  | Commercial & Leisure | Data Center | Data Center |  | High | New | Onshore | Google LLC (GOOG) is planning to undertake the construction of a hyperscale data center in Avesta, Dalarna, Sweden. The project involves the construction of a 29,000m2 data center on 32ha of land. It includes the construction of five data halls, server rooms, meeting rooms, a pumping station, 17km water pipelines between the data center in Horndal and Dalälven river, an administrative building and parking facilities, and the installation of safety and security systems. It is committed to operating on 100% renewable energy as part of its global commitment to carbon-free energy. It also includes a reserve power plant consisting of 200–250 fossil-free fuel generators for power backup, and will utilise surface water from the Dalälven river for cooling. The waste heat produced from the servers will be reused for local district heating schemes. Backstrom Stockholm AB has been appointed as the main contractor, and COWI AB as the engineering consultant. In January 2020, GOOG, through DSC International AB, submitted the environmental impact statement to the Land and Environment Court. In June 2021, GOOG received environmental approvals from the Land and Environment Court. In March 2023, GOOG applied for a land license and received the permit in May 2023. However, a new land permit application was submitted again in April 2025 and received approvals in May 2025. In November 2025, site preparation and groundworks commenced and are scheduled to be completed in August 2026. In February 2026, COWI, on behalf of GOOG, submitted a building permit to the Västmanland-Dalarna Environmental and Building Administration (V-Dala) and received approvals in March 2026. Commencement of construction works is subject to a formal investment decision. | 60.2936 | 16.4045 | The project involves the construction of a 29,000m2 hyperscale data center on 32ha of land in Dalarna, Sweden. The US$900 million project includes the following: 1. Construction of five data halls 2. Construction of server rooms 3. Construction of meeting rooms 4. Construction of an administrative building 5. Construction of a reserve power plant 6. Construction of parking facilities 7. Construction of 17km water pipelines between the data center in Horndal and Dalälven river 8. Installation of 200-250 fossil-free fuel generators 9. Installation of safety and security systems | District Heating/Cooling System; Green data center; Heating, ventilation and air conditioning (HVAC); Hyperscale Data Center |  |  | April 2026 - Site preparatory works are progressing on the project. March 2026 - V-Dala approved building permit to start the construction. February 2026 - COWI, on behalf of GOOG, submitted a building permit to the Västmanland-Dalarna Environmental and Building Administration (V-Dala). November 2025 - Site works commenced. May 2025 - Previously submitted land permit had expired for the site, and the new land permit submitted by Google was approved. April 2025 - Google LLC submitted a new land permit application. June 2024 - The project is facing delays as local campaigners appealed the land permit and partial start notice. September 2023 - The project is facing delays as local campaigners appealed the land permit and partial start notice. May 2023 - The developer received a land permit and partial start notice for the first stage. March 2023 - Google submitted an application for a land permit to V-Dala Environment and Construction. December 2021 - Planning activities are underway. June 2021 - GOOG received environmental approvals from the Land and Environment Court. May 2020 - GOOG is awaiting for the environmental permits. January 2020 - GOOG through DSC International AB submitted the environmental impact statement to the Land and Environment Court. September 2019 - Planning activities are underway. Q3 2018 - The project is in early stage of development. Q4 2016 - GOOG announced plans to build a data center in Horndal, Dalarna, Sweden. | Project work on Schedule | 1 | Not Funded / Unconfirmed | Private | Google LLC | Backstrom Stockholm AB |  | COWI AB
550951 | 550951 | 2026-04-10 12:46 | CyrusOne – Sangamon County Data Center – Illinois | CyrusOne – Sangamon County Data Center – Illinois | https://construction.globaldata.com/Projects/Overview/550951 | Pre-Design | Parent | 500 | 2025 Q1 | 2026 Q4 | 2030 Q4 | North America | United States | Illinois |  | 13000 block of Thayer Road in Talkington Township, Sangamon County | 62692 | Commercial & Leisure | Data Center | Data Center |  | High | New | Onshore | CyrusOne is planning to undertake the construction of a colocation data center in Sangamon County, Illinois, the US. It is located at the 13000 block of Thayer Road in Talkington Township. The project involves the construction of four 41,806m2 single-story four data center buildings with a total consumption capacity of 634MW on 113.3ha of land. It includes the construction of data halls, meet-me rooms, server rooms, a substation, a parking facility and the installation of generators and uninterruptible power supply (UPS) units, cooling systems. The power will be sourced from Rural Electric Convenience Cooperative (RECC). The facility will utilise a closed-loop water cooling technology to recirculate about 280,000 gallons of water and 420 diesel generators for power backup. On February 19, 2026, the Sangamon County Zoning Board of Appeals held a public hearing and issued a unanimous, non-binding vote in favour (5-0). The matter has been reviewed for final approval by the Sangamon County Board on March 23, 2026. In April 2026, the project received final approvals from the Sangamon County Board. Construction is scheduled to commence in 2026, with the first phase scheduled for completion in 2027. | 39.5435 | -89.8876 | The project involves the construction of four 41,806m2 single-story data center buildings with a total consumption capacity of 634MW on 113.3ha of land in Talkington Township, Sangamon County, Illinois, the US. The US$500 million project includes the following: 1. Construction of data halls 2. Construction of meet-me rooms 3. Construction of server rooms 4. Construction of a substation 5. Construction of a parking facility 6. Installation of generators and uninterruptible power supply (UPS) units 7. Installation of the cooling system | Colocation Data Center; Heating, ventilation and air conditioning (HVAC) |  |  | April 2026 - Sangamon County Board has given go ahead for the data center in Sangamon, Illinois. March 2026 - The project is awaiting for final approval. February 19, 2026 - The Sangamon County Zoning Board of Appeals held a public hearing and issued a unanimous, non-binding vote in favour (5-0). October 2025 - CyrusOne has submitted a zoning approval to Sangamon County. Q1 2025 - CyrusOne announced plans to build a data center in Sangamon County. | Major Authority Clearance Received | 3 | Not Funded / Unconfirmed | Private | CyrusOne Inc
346434 | 346434 | 2026-04-10 12:46 | DATA4 Group – Jawczyce Data Center Campus – Masovian Voivodeship | DATA4 Group – Jawczyce Data Center Campus – Masovian Voivodeship | https://construction.globaldata.com/Projects/Overview/346434 | Execution | Parent | 278 | 2021 Q3 | 2022 Q1 | 2027 Q4 | Europe | Poland | Masovian Voivodeship | Warsaw | Przyparkowa 21 | 05-850 | Commercial & Leisure | Data Center | Data Center |  |  | New | Onshore | DATA4 Group (Data4) is undertaking the construction of its first Tier III colocation data center in Jawczyce, Wieliczka, Lesser Poland Voivodeship, Poland. The project involves the construction of a 15,000m2 data center campus with a combined capacity of 60MW on 4ha of land. It includes the four data center buildings, the construction of office space, conference rooms, break rooms, server rooms, parking facilities, and the installation of safety and security systems. The first data center building (DC01) has a gross floor area of 7,200m2 and a power allocation of 8MW. The construction of the second building will be carried out in accordance with the BREEAM (Building Research Establishment Environmental Assessment Method ) certificate. The project is committed to operating on renewable energy with green energy solutions like solar panels and wind turbines, and is backed up with generators. It utilises a cooling system which features plastic pipes and a hot-aisle cooling design without raised floors. PORR Group has been appointed as the construction contractor with civil engineering design for the first data center building (DC01), and the consortium of HOCHTIEF Polska S.A. and Adamietz Warszawa has been appointed as the general contractor for the second building. Turner & Townsend Ltd has been appointed as the project management consultant. In January 2022, construction works commenced on the first data center building and were completed in May 2023. In April 2026, construction works on the second building completed which adds 10MW. | 52.2108 | 20.8506 | The project involves the construction of a 15,000m2 data center campus with a combined capacity of 60MW on 4ha of land in Wieliczka, Lesser Poland Voivodeship, Poland. The US$278 million project includes the following: 1. Construction of four data center buildings 2. Construction of office space 3. Construction of conference rooms 4. Construction of break rooms 5. Construction of server rooms 6. Construction of parking facilities 7. Installation of CC TV surveillance 7. Installation of safety and security systems | Colocation Data Center; Green data center; Heating, ventilation and air conditioning (HVAC); Tier 3 Data Center |  |  | April 2026 - Construction works on second building completed. November 13, 2025 - We have not been able to obtain further updates on this project. We have retained the same project stage and amended the key dates accordingly. We will update the profile as soon as we obtain any new information. July 2025 - Construction works are underway. April 2025 - Construction works are underway on the second building. July 2024 - Construction works are underway. September 2023 - Construction works are underway. June 2023 - Construction works commenced on the second building. May 2023 - Construction of the first building of the Jawczyce Data Center Campus is completed. October 2022 - Construction works are underway. February 2022 - Construction works are underway. January 2022 - Construction works were commenced. Q3 2021 - Data4 announced plans to construct a data center in Poland. | Project Phase / Stage Completed | 2 | Not Funded / Unconfirmed | Private | DATA4 Group | Adamietz Sp zoo;HOCHTIEF Polska SA;PORR Group | PORR Group | Turner & Townsend Ltd
563196 | 563196 | 2026-04-10 11:21 | Chindata Grp/ HEC – Yidu Data Center – Hubei | Chindata Grp/ HEC – Yidu Data Center – Hubei | https://construction.globaldata.com/Projects/Overview/563196 | Execution | Parent | 1400 | 2025 Q2 | 2026 Q2 | 2029 Q4 | Asia-Pacific | China | Hubei |  | Near Qinglin Temple, Gaobazhou Town. |  | Commercial & Leisure | Data Center | Data Center |  |  | New | Onshore | Chindata (Beijing) Co. Ltd (CHINDATA) and HEC Group (HG) are constructing a data center in Gaobazhou Town, Yidu, Hubei, China. The project involves the construction of a data center on a site area of 6.30ha. It also includes the construction of data center with capacity of a 7.5MW, administrative spaces and parking facilities, and the installation of racks, servers, cooling systems, electrical equipment and safety equipment. | 30.378 | 111.4453 | The project involves the construction of a data center on a site area of 6.30ha in Gaobazhou Town, Yidu, Hubei, China. The US$1,400 million project includes the following: 1. Construction of data center with capacity of a 7.5MW 2. Construction of administrative spaces 3. Construction of meeting rooms 4. Construction of parking facilities 5. Installation of racks 6. Installation of servers 7. Installation of electrical equipment 8. Installation of cooling systems 9. Installation of safety systems |  |  |  | April 2026 - Construction works are underway. September 2025 - Planning activities are underway. April 2025 - Chindata and HEC announced plans to build a data center in Gaobazhou Town, Yidu, Hubei, China. | Project work on Schedule | 1 | Not Funded / Unconfirmed | Private | Chindata (Beijing) Co Ltd;HEC Pharm Co.
330462 | 330462 | 2026-04-10 11:16 | CIM Group/ Novva Data Centers – West Jordan Hyperscale AI Data Center Campus – Utah | CIM Group/ Novva Data Centers – West Jordan Hyperscale AI Data Center Campus – Utah | https://construction.globaldata.com/Projects/Overview/330462 | Execution | Parent | 2500 | 2019 Q3 | 2020 Q2 | 2026 Q4 | North America | United States | Utah | West Jordan | 6477 Wells Park Road | 84081 | Commercial & Leisure | Data Center | Data Center | Office Buildings |  | New | Onshore | Novva Data Centers (Novva) and CIM Group are undertaking the construction of a hyper-scale data center campus in Utah, the US. The project involves the construction of a 92,903m2, 175MW hyper-scale AI data center campus on 40.4ha of land. It is being developed in three phases. The first phase involves the construction of a 28,000m2 data center, a 120MW substation, and a 7,500m2 office building, and the second and third phases include construction of 29,543m2 of data center space, each with 72MW IT capacity. It also involves the construction of server rooms, meeting rooms, administrative space, and parking facilities, and the installation of equipment and cooling systems. Layton Construction Company has been appointed as the general contractor, Cache Valley Electric as the electrical sub-contractor and Comcast Business as the technical consultant. Construction works on the first phase were completed in 2023 and construction works on the second and third phases commenced in December 2023 and January 2024, respectively. In March 2025, the project secured a US$2,000 million in financing from J.P. Morgan and Starwood Property Trust to complete the project. The entire project is scheduled to be completed in 2026. | 40.577 | -112.0478 | The project involves the construction of a 92,903m2, 175MW hyper-scale AI data center campus on 40.4ha of land at 6477 Wells Park Road in West Jordan, Utah, the US. The US$2,500 million project included the following: 1. Construction of a 120MW substation 2. Construction of a 7,500m2 office building 3. Construction of server rooms 4. Construction of meeting rooms 5. Construction of administrative space 6. Construction of parking facilities 7. Installation of equipment and cooling systems 8. Installation of drone and robot dog facility monitoring system | Heating, ventilation and air conditioning (HVAC); Hyperscale Data Center; LEED | A hyper-scale campus is being constructed at 6477 Wells Park Road in West Jordan, near Salt Lake City. Initially, Novva planned to construct a 139,354m2 campus spanning over four phases, but later Novva downsized the scope which is being developed in three phases. The buildings will be LEED certified and will use 15MW to 30MW on-site solar power. |  | April 2026 - Construction works are underway on the second and third phases. January 2026 - Construction works are underway on the second and third phases. March 2025 - Construction works are underway on the second and third phases. March 2025 - Novva and CIM Group received a US$2,000 million loan from J.P. Morgan and Starwood Property Trust. January 2024 - Construction works on the third phase commenced. December 2023 - Construction works on the second phase commenced. Q4 2023 - Construction works on the first phase completed. September 2021 - Initial construction works completed on the first phase. Q2 2020 - Construction works commenced on the first phase. Q3 2019 - Novva along with CIM Group announced plans to construct a Hyperscale data campus in West Jordan, Utah. | Project work on Schedule | 1 | Partially Funded | Private | CIM Group Inc;Novva Data Centers | Layton Construction Co LLC |  | Comcast Business Communications LLC
540778 | 540778 | 2026-04-10 11:16 | TierPoint – TekPark Data Center Expansion – Pennsylvania | TierPoint – TekPark Data Center Expansion – Pennsylvania | https://construction.globaldata.com/Projects/Overview/540778 | Execution | Parent | 200 | 2024 Q4 | 2025 Q4 | 2026 Q4 | North America | United States | Pennsylvania | Allentown | 9999 Hamilton Blvd, Breinigsville | PA 18031 | Commercial & Leisure | Data Center | Data Center |  |  | Expansion | Onshore | TierPoint LLC (TierPoint) is undertaking the expansion of a colocation data center at the TekPark campus in 9999 Hamilton Boulevard, Breinigsville, Pennsylvania, the US. The project involves the expansion of a data center with a consumption capacity of 100MW on 55ha of land. It includes the construction of a server room, data halls, and a substation, and the installation of racks, cooling systems, and safety and security systems. It is expected to be completed in the third quarter of 2026. | 40.5438 | -75.6571 | The project involves the expansion of a data center with a consumption capacity of 100MW on 55ha of land in Pennsylvania, the US. The US$200 million project includes the following: 1. Construction of a server room 2. Construction of data halls 3. Construction of a substation 4. Installation of racks 5. Installation of cooling systems 6. Installation of safety and security systems | Colocation Data Center |  |  | April 2026 - Construction works are underway. October 2025 - Construction work commenced. October 2024 - TierPoint announced plans to construct a data center in Breinigsville | Project work on Schedule | 1 | Not Funded / Unconfirmed | Private | TierPoint LLC
563198 | 563198 | 2026-04-10 09:37 | Intersect Power – Project Pumpkin 2A Data Center – Texas | Intersect Power – Project Pumpkin 2A Data Center – Texas | https://construction.globaldata.com/Projects/Overview/563198 | Planning | Parent | 400 | 2025 Q3 | 2027 Q1 | 2028 Q4 | North America | United States | Texas |  | 8830 County Road 21, Roberts County | 79059 | Commercial & Leisure | Data Center | Data Center |  | Medium | New | Onshore | IP Meitner Land LLC, an affiliate of energy firm Intersect Power plans to construct a data center in Roberts County, Miami, Texas, the US. The project involves the construction of one-storey 70,699m2 data center. It includes the construction of data halls with racks, meeting rooms, office space, storage facilities and parking facilities, and the installation of power and cooling systems, safety and security systems. HDR Engineering Inc. has been appointed as an architect. | 35.7006 | -100.5649 | The project involves the construction of one-storey 70,699m2 data center at 8830 Co. Road 21 in Roberts County, Miami, Texas, the US. The US$400 million project includes the following: 1. Construction of data halls 2. Construction of meeting rooms 3. Construction of office space 4. Construction of storage facilities 5. Construction of parking facilities 6. Installation of power and cooling systems 7. Installation of safety and security systems | Heating, ventilation and air conditioning (HVAC) |  |  | April 2026 - Planning activities are underway. February 2026 - IP Meitner Land LLC filed an application with Texas Department of Licensing and Regulation. Q3 2025 - IP Meitner Land LLC announced plans to build a data center in Miami. | No Major Development | 0 | Not Funded / Unconfirmed | Private | Intersect Power Inc |  | HDR Engineering Inc
563023 | 563023 | 2026-04-10 09:10 | Crusoe – Abilene Hyperscale Data Center – Texas | Crusoe – Abilene Hyperscale Data Center – Texas | https://construction.globaldata.com/Projects/Overview/563023 | Planning | Parent | 2500 | 2026 Q1 | 2026 Q4 | 2028 Q4 | North America | United States | Texas | Abilene |  |  | Commercial & Leisure | Data Center | Data Center |  | Medium | Expansion | Onshore | Crusoe Energy Systems LLC is planning to build an AI hyperscale data center campus in Abilene, Texas, the US. The project involves the construction of a data center campus with a consumption capacity of 900MW. It includes the the contruction of two data center buildings of 336MW each, data halls, server rooms, conference rooms, administrative spaces and parking spaces, and the installation of racks, generators and safety and security systems. The facility has been committed to operating on an on-site 900MW power plant that provides dedicated energy, paired with an MV BESS system. It will utilize closed-loop non-evaporative liquid cooling systems. The facility will support large-scale AI workloads for Microsoft. The first building is expected to be completed in 2027. | 32.463 | -99.7217 | The project involves the construction of a data center campus with a consumption capacity of 900MW in Abilene, Texas, the US. The US$2,500 million project includes the following: 1. Construction of two data center buildings of 336MW each 2. Construction of data halls 3. Construction of server rooms 4. Construction of conference rooms 5. Construction of administrative spaces 6. Construction of parking spaces 7. Installation of racks 8. Installation of generators 9. Installation of safety and security systems | Heating, ventilation and air conditioning (HVAC); Hyperscale Data Center; Onsite /Captive Power Plant |  |  | April 2026 - Land clearing and site preparation works are underway. Q1 2026 - Crusoe Energy Systems LLC announced plans to build a data center in Texas. | Project work on Schedule | 1 | Not Funded / Unconfirmed | Private | Crusoe Energy Systems LLC
540106 | 466284 | 2026-04-09 17:07 | CleanArc Data / Snowhawk – CleanArc VA1 Data Center : Phase I – Virginia | CleanArc Data / Snowhawk – CleanArc VA1 Data Center – Virginia | https://construction.globaldata.com/Projects/Overview/540106 | Execution | Sub | 1000 | 2025 Q1 | 2025 Q4 | 2027 Q4 | North America | United States | Virginia |  |  |  | Commercial & Leisure | Data Center | Data Center |  |  | Expansion | Onshore | Snowhawk LP and CleanArc Data Centers are undertaking the construction of a hyperscale data center in Ashburn, Caroline County, the US. The project involves the expansion of a data center with a consumption capacity of 300MW on 35.4ha of land. It includes the construction of data halls, meet-me rooms, server rooms, a substation, a parking facility and the installation of generators and uninterruptible power supply (UPS) units, cooling systems and safety and security systems. The project is committed to operating on renewable energy. It will use closed-loop liquid cooling systems and will be equipped with reliable uninterruptible power supply (UPS) units and generators for backup power systems. Construction is scheduled for completion in the first quarter of 2027. | 38.032 | -77.3624 | The project involves the expansion of a data center with a consumption capacity of 300MW on 35.4ha of land in Caroline County, Virginia, the US. The US$1,000 million project includes the following: 1. Construction of data halls 2. Construction of meet-me rooms 3. Construction of server rooms 4. Construction of a substation 5. Construction of a parking facility 6. Installation of generators and uninterruptible power supply (UPS) units 7. Installation of the cooling system 8. Installation of safety and security systems | Green data center; Hyperscale Data Center |  |  | April 2026 - Construction works are underway. December 2025 - Construction activities are underway. November 2025 - A groundbreaking ceremony was held marking the start of construction. Q1 2025 - CleanArc Data Centers announced plans to expand a data center in Caroline County, Virginia. | Project work on Schedule | 1 | Not Funded / Unconfirmed | Private | CleanArc Data Centers LLC;Snowhawk LP
466284 | 466284 | 2026-04-09 17:06 | CleanArc Data / Snowhawk – CleanArc VA1 Data Center – Virginia | CleanArc Data / Snowhawk – CleanArc VA1 Data Center – Virginia | https://construction.globaldata.com/Projects/Overview/466284 | Execution | Parent | 3000 | 2024 Q2 | 2025 Q4 | 2033 Q4 | North America | United States | Virginia | Ashburn | along Interstate 95 between Ashburn and Richmond. |  | Commercial & Leisure | Data Center | Data Center |  |  | New | Onshore | Snowhawk LP and CleanArc Data Centers are undertaking the construction of a Hyperscale data center along Interstate 95 between Ashburn and Richmond, Virginia, the US. The project involves the construction of a three-building 45,522m2 data center campus with a consumption capacity of 900MW on 263ha of land. It involves the construction of server rooms, electrical substations, storage rooms, office spaces, and car parking facilities and the installation of equipment and safety and security systems. The project will be developed in three phases. Phase I involves the construction of 300MW, Phase II involves the construction of 300MW and Phase III involves the construction of 300MW data centers. PJT Partners, TD Securities, and CBRE Capital Advisors have been appointed as financial advisors. Kirkland & Ellis LLP and BakerHostetler as legal advisors. The project is committed to operating on renewable energy. It will use closed-loop liquid cooling systems and will be equipped with reliable uninterruptible power supply (UPS) units and generators for backup power systems. The project is expected to complete the construction of Phase I by the first quarter of 2027, Phase II by 2030, and Phase III by 2033. The company has also received permission for two additional buildings on adjacent plots, of 34.4 and 51.2ha of land. The project will create 50 operational jobs. | 38.158 | -77.5266 | The project involves the construction of a three-building 45,522m2 data center campus with a consumption capacity of 900MW on 263ha of land along Interstate 95 between Ashburn and Richmond, Virginia, the US. The US$3,000 million project includes the following: 1. Construction of server rooms 2. Construction of electrical substations 3. Construction of storage rooms 4. Construction of office spaces 5. Construction of car parking facilities 6. Installation of equipment 7. Installation of safety and security systems | Green data center; Heating, ventilation and air conditioning (HVAC); Hyperscale Data Center |  |  | April 2026 - Construction works are underway. December 2025 - Construction activities are underway on Phase I. November 2025 - A groundbreaking ceremony was held marking the start of construction on Phase I. September 2025 - The project has received planning approval from Caroline County. August 2025 - Planning activities are underway. September 2024 - Planning activities are underway. Q2 2024 - Snowhawk LP and CleanArc announced plans to build data center in Virginia. | Project work on Schedule | 1 | Not Funded / Unconfirmed | Private | CleanArc Data Centers LLC;Snowhawk LP
382068 | 382068 | 2026-04-09 16:26 | NTT – Keihanna OSK11 Data Center – Kyoto | NTT – Keihanna OSK11 Data Center – Kyoto | https://construction.globaldata.com/Projects/Overview/382068 | Construction Complete | Parent | 266 | 2022 Q3 | 2024 Q1 | 2026 Q2 | Asia-Pacific | Japan | Kyoto |  | 2-4 Hikaridai, Seika-cho |  | Commercial & Leisure | Data Center | Data Center |  |  | New | Onshore | NTT Corp (NTT), through NTT Global Data Centers Corp (NTT GDC), has undertaken the construction of a colocation Tier III data center at 2-4 Hikaridai, Seika-cho in Soraku-gun, Kyoto Prefecture, Japan. The project involved the construction of a four-story 28,894m2 data center with a consumption capacity of 30MW on 7.25ha of land. It included the construction of a 10,900m2 server room with 3,800 racks with 7.89kW per rack, meeting rooms, administrative space, parking facilities, the installation of equipment, safety, and security systems. The facility is committed to operating on renewable energy. It utilises an N+1 air-cooled chiller design for efficient and resilient cooling. NTT Facilities, Inc. has been appointed as the architect and Obayashi Corporation as the contractor. Construction works commenced in January 2024 and are scheduled to be completed in April 2026. | 34.7695 | 135.9607 | The project involved the construction of a four-story 28,894m2 data center with a consumption capacity of 30MW on 7.25ha of land in Soraku-gun, Kyoto Prefecture, Japan. The US$266 million project included the following: 1. Construction of a 10,900m2 server room with 3,800 racks with 7.89kW per rack 2. Construction of meeting rooms 3. Construction of administrative space 4. Construction of parking facilities 5. Installation of equipment 6. Installation of safety and security systems | Colocation Data Center; Heating, ventilation and air conditioning (HVAC); Tier 3 Data Center |  |  | April 2026 - Construction works were completed. February 2026 - Construction works are underway. July 2025 - Construction works are underway. April 2025 - Construction works are underway. September 2024 - Construction works are underway. January 2024 - Construction works commenced. July 2023 - Planning activities are underway. December 2022 - Planning activities are underway. Q3 2022 - NTT Inc. announced plans to build a data center in Soraku-gun. | Construction Completed | 5 | Not Funded / Unconfirmed | Private | NTT Inc | Obayashi Corp | Ntt Facilities Inc
540284 | 540284 | 2026-04-09 16:14 | Tract – Cannon Falls Technology Park – Minnesota | Tract – Cannon Falls Technology Park – Minnesota | https://construction.globaldata.com/Projects/Overview/540284 | Planning | Parent | 1000 | 2024 Q1 | 2027 Q1 | 2036 Q4 | North America | United States | Minnesota |  | Section 6 & 7, Township 112N, Range 17W, Cannon Falls | 55009 | Commercial & Leisure | Data Center | Data Center |  | Low | New | Onshore | Tract is planning to construct a colocation data center campus in Cannon Falls, Goodhue County, Minnesota, the US. The project involves the construction of a 162,580m2 four-story data center campus with a capacity of 500MW on 102ha of land to be developed in multiple phases. It includes the construction of an on-site substation, accessory buildings, parking facilities, and associated infrastructure, the installation of fence, mechanical equipment, electrical equipment and generators, and the development of landscape. The project will create 1,500 construction jobs and over 250 permanent full-time jobs upon completion. The facility will use either air or liquid cooling system and Dakota Electric Association will provide power to the site. Kimley-Horn and Associates Inc has been appointed as the consulting engineer, and Egan, Field & Nowak, Inc as the surveyor. Construction is expected to commence in 2026. | 44.5068 | -92.907 | The project involves the construction of a 162,580m2 four-story data center campus with a capacity of 500MW on 102ha of land in Cannon Falls, Goodhue County, Minnesota, the US. The US$1,000 million project includes the following: 1. Construction of an on-site substation 2. Construction of accessory buildings 3. Construction of parking facilities 4. Construction of associated infrastructure 5. Installation of fence 6. Installation of mechanical equipment 7. Installation of electrical equipment 8. Installation of generators 9. Development of landscape | Colocation Data Center; Heating, ventilation and air conditioning (HVAC) |  |  | April 2026 - The project awaiting rezoning approvals. October 2025 - Cannon Falls planning commission is yet to approve the rezoning of the land from urban reserve to industrial for the development of a data center. August 19, 2025 - The Cannon Falls City Council approved annexation agreement with Randolph Township. January 2025 - The Cannon Falls City Council released a final environmental review document known as an Alternative Urban Areawide Review. March 2024 - Tract announced plans to construct the Cannon Falls Technology Park in Minnesota. | Project Awaiting Approvals | 0 | Not Funded / Unconfirmed | Private | Tract |  |  | Egan, Field & Nowak, Inc;Kimley-Horn and Associates Inc
513299 | 513299 | 2026-04-09 16:10 | Vantage DC – Storey County AI Data Center Campus – Nevada | Vantage DC – Storey County AI Data Center Campus – Nevada | https://construction.globaldata.com/Projects/Overview/513299 | Execution | Parent | 3000 | 2024 Q1 | 2025 Q3 | 2028 Q4 | North America | United States | Nevada | Reno | Tahoe-Reno Industrial Center | NV 89521 | Commercial & Leisure | Data Center | Data Center |  |  | New | Onshore | Vantage Data Centers is undertaking the construction of an AI hyperscale data center campus in Tahoe-Reno Industrial Center, Storey County, Nevada, the US. The project involves the construction of 92,903m2, four, two-story data centre buildings on 55.4ha of land. It includes the construction of a 224MW hyperscale data center (NV1), server rooms, a 500MW onsite substation, and meet-me-rooms, and the installation of generators and safety and security systems. The project will be powered by a public utility company (NV Energy), and it will utilise a liquid-to-liquid cooling system. The first two buildings are known as NV11 and NV12. The campus is expected to receive LEED certification upon completion. Corgan Associates Inc. has been appointed as an architect, and McCarthy Building Companies Inc. as a general contractor, Chavez-Grieves Consulting Engineers Inc as a design consultant, Rosendin Electric Inc as an electrical engineer, Apollo Mechanical Contractors as a mechanical engineer, Salas O’Brien Engineers Inc as a technical consultant, Amfab Steel as a structural engineer, Integrated Fire And Security Solutions, Inc as a security consultant, and Wood Rodgers as a engineering design consultant. | 39.4408 | -119.7634 | The project involves the construction of 92,903m2, four multi-storey data centre buildings on 55.4ha of land in Reno, Nevada, the US. The US$3,000 million project includes the following: 1. Construction of a 224MW hyperscale data center (NV1) 2. Construction of server rooms 3. Construction of a 500MW onsite substation 4. Construction of meet-me-rooms 5. Installation of generators 6. Installation of safety and security systems | Heating, ventilation and air conditioning (HVAC); Hyperscale Data Center; LEED |  |  | April 2026 - Construction work is unedrway. January 2026 - Topping out milestone has been completed for the NV12 building. November 2025 - Construction activities are underway. August 2025 - Construction work commenced. March 2024 - Vantage Data Center announced plans to buid a data center campus in Storey County. | Project work on Schedule | 1 | Not Funded / Unconfirmed | Private | Vantage Data Centers Management Co LLC | McCarthy Building Companies Inc | Chavez-Grieves Consulting Engineers Inc;Corgan Associates Inc;Wood Rodgers | Amfab Steel;Apollo Mechanical Contractors;Integrated Fire And Security Solutions, Inc;Rosendin Electric Inc;Salas O’Brien Engineers Inc
476447 | 513299 | 2026-04-09 16:09 | Vantage DC – Storey County AI Data Center Campus: NV12 – Nevada | Vantage DC – Storey County AI Data Center Campus – Nevada | https://construction.globaldata.com/Projects/Overview/476447 | Execution | Sub | 254 | 2023 Q4 | 2025 Q4 | 2027 Q3 | North America | United States | Nevada |  | 200 Electric Ave, Storey County. |  | Commercial & Leisure | Data Center | Data Center |  |  | New | Onshore | Vantage Data Center is planning to develop a hyperscale data center campus at 200 Electric Avenue in Storey County, Sparks, Nevada, the US. The project involves the construction of a 24,110m2, two-story data center. It includes the construction of server rooms, an administrative building, and two meet-me-rooms, and the installation of generators, both air-cooled and liquid-cooled GPU systems, necessary equipment and facilities, and safety and security systems. The project will be powered by a public utility company (NV Energy), and it will utilise a liquid-to-liquid cooling system. The campus is expected to receive LEED certification upon completion. Corgan Associates Inc. has been appointed as an architect, and McCarthy Building Companies Inc. as a general contractor, Chavez-Grieves Consulting Engineers Inc as a design consultant, Rosendin Electric Inc as an electrical engineer, Apollo Mechanical Contractors as a mechanical engineer, Salas O’Brien Engineers Inc as a technical consultant, Amfab Steel as a structural engineer, Integrated Fire And Security Solutions, Inc as a security consultant, and Wood Rodgers as a engineering design consultant. | 39.5491 | -119.4621 | The project involves the construction of a 24,110m2 data center campus at 200 Electric Avenue in Storey County, Sparks, Nevada, the US. The US$254 million project includes the following: 1. Construction of server rooms 2. Construction of an administrative building 3. Construction of two meet-me-rooms 4. Installation of generators 5. Installation of both air-cooled and liquid-cooled GPU systems 6. Installation of necessary equipment and facilities 7. Installation of safety and security systems | Hyperscale Data Center; LEED |  |  | April 2026 - Construction work is underway. January 2026 - Topping out milestone has been completed. November 2025 - Preconstruction activities are underway. March 2024 - Vantage Data Centers submitted an application to the City Council. Q4 2023 - Vantage Data Centers announced plans to build the NV12 Data Center in Storey County. | Project work on Schedule | 1 | Not Funded / Unconfirmed | Private | Vantage Data Centers Management Co LLC | McCarthy Building Companies Inc | Chavez-Grieves Consulting Engineers Inc;Corgan Associates Inc;Wood Rodgers | Amfab Steel;Integrated Fire And Security Solutions, Inc;Rosendin Electric Inc;Salas O’Brien Engineers Inc
476741 | 513299 | 2026-04-09 16:03 | Vantage DC – Storey County AI Data Center Campus: NV11 – Nevada | Vantage DC – Storey County AI Data Center Campus – Nevada | https://construction.globaldata.com/Projects/Overview/476741 | Execution | Sub | 150 | 2024 Q1 | 2025 Q3 | 2026 Q4 | North America | United States | Nevada |  | 100 Electric Ave, Storey County. | NV 89437 | Commercial & Leisure | Data Center | Data Center |  |  | New | Onshore | Vantage Data Center is undertaking the construction of a hyperscale data center campus at 100 Electric Avenue in Storey County, Sparks, Nevada, the US. The project involves the construction of a two-story, 45,440m2 data center campus. It includes the construction of server rooms, an administrative building, and two meet-me-rooms, and the installation of generators, both air-cooled and liquid-cooled GPU systems, necessary equipment and facilities, and safety and security systems. The project will be powered by a public utility company (NV Energy), and it will utilise a liquid-to-liquid cooling system. The campus is expected to receive LEED certification once it is completed. Corgan Associates Inc. has been appointed as an architect, and McCarthy Building Companies Inc. as a general contractor, Chavez-Grieves Consulting Engineers Inc as a design consultant, Rosendin Electric Inc as an electrical engineer, Apollo Mechanical Contractors as a mechanical engineer, Salas O’Brien Engineers Inc as a technical consultant, Amfab Steel as a structural engineer, Integrated Fire And Security Solutions, Inc as a security consultant, and Wood Rodgers as a engineering design consultant. | 39.542 | -119.4484 | The project involves the construction of a two-story 45,440m2 data center campus at 100 Electric Avenue in Storey County, Sparks, Nevada, the US. The US$150 million project includes the following: 1. Construction of server rooms 2. Construction of an administrative building 3. Construction of two meet-me-rooms 4. Installation of generators 5. Installation of both air-cooled and liquid-cooled GPU systems 6. Installation of necessary equipment and facilities 7. Installation of safety and security systems | Hyperscale Data Center |  |  | April 2026 - Construction activities are underway. November 2025 - Construction activities are underway. Q3 2024 - Vantage Data Centers announced plans to build the NV11 Data Center in Storey County. | Project work on Schedule | 1 | Not Funded / Unconfirmed | Private | Vantage Data Centers Management Co LLC | McCarthy Building Companies Inc | Chavez-Grieves Consulting Engineers Inc;Corgan Associates Inc;Wood Rodgers | Amfab Steel;Integrated Fire And Security Solutions, Inc;Rosendin Electric Inc;Salas O’Brien Engineers Inc
538464 | 538464 | 2026-04-09 16:00 | NorthMark Strategies – Project Moc-1 Data Center – South Carolina | NorthMark Strategies – Project Moc-1 Data Center – South Carolina | https://construction.globaldata.com/Projects/Overview/538464 | Execution | Parent | 2800 | 2024 Q3 | 2025 Q2 | 2026 Q4 | North America | United States | South Carolina | Spartanburg | 4000 South Pine St | 29302 | Commercial & Leisure | Data Center | Data Center |  |  | New | Onshore | Valara Holdings, a subsidiary of NorthMark Strategies, is undertaking the construction of a hyperscale data center at 4000 South Pine Street in Spartanburg, South Carolina, the US. The project involves the construction of a high-performance computing (HPC) center. It includes the construction of data halls, meeting rooms, an administrative space, parking facilities, and the installation of generators, cooling systems, and safety and security systems. The project aims to transform the former Kohler manufacturing facility into an HPC center. It will be developed in phases. The first three phases of the project will develop the existing 32,516m2 warehouse space, while later phases will develop the 46,451m2 vitreous plant. It will be designed to self-generate the power required for operations. The project is expected to create 400-600 construction jobs and 27 operational jobs. The facility will feature the latest in HPC hardware, including advanced processors, GPUs, and high-speed networking, working with global suppliers. It will support complex computational tasks in machine learning, data analytics, and complex systems modeling. Bachner Electro USA Inc has been appointed as an electrical sub-contractor. The scope of work includes delivering grounding systems, cable tray installations, and structural support systems. Construction is scheduled to be completed by 2026. | 34.9231 | -81.8519 | The project involves the construction of a high-performance computing (HPC) center in Spartanburg, South Carolina, the US. The US$2,800 million project includes the following: 1. Construction of data halls 2. Construction of meeting rooms 3. Construction of an administrative space 4. Construction of parking facilities 5. Installation of generators 6. Installation of cooling systems 7. Installation of safety and security systems | Heating, ventilation and air conditioning (HVAC); Hyperscale Data Center |  |  | April 2026 - Construction activities are underway. September 2025 - Construction activities are underway. Q3 2024 - NorthMark Strategies announced plans for the construction of a data center in Spartanburg. | Project work on Schedule | 1 | Not Funded / Unconfirmed | Private | NorthMark Strategies LLC
504738 | 504738 | 2026-04-09 15:41 | Oppidan – Albuquerque Data Center – New Mexico | Oppidan – Albuquerque Data Center – New Mexico | https://construction.globaldata.com/Projects/Overview/504738 | Construction Complete | Parent | 300 | 2023 Q4 | 2025 Q2 | 2026 Q1 | North America | United States | New Mexico | Albuquerque | Daytona Road NW | 87121 | Commercial & Leisure | Data Center | Data Center |  |  | New | Onshore | Oppidan Holdings, LLC had undertaken the construction of a data center along Daytona Road NW within the Westpointe 40 Business Park in Albuquerque, New Mexico, the US. The project involved the construction of an 8,389m2, 10MW data center on 4.05ha of land. It included the construction of 632m2 office space, 20 parking space, perimeter access roads, utilities, stormwater management system, an exterior generator yard, exterior water tanks, and the installation of ground-mounted mechanical units, advanced power distribution systems, low-voltage systems, and a security fence. Paric Corp was appointed as the general contractor, Salas O’Brien as the architect, Stantec Consulting Service Inc as the consultant, Cartesian Surveys Inc. as the surveyor, Power Design Inc as an electrical subcontractor, Consulting Engineers Group, Inc. as a precast concrete speciality engineer, Doherty Steel Inc as a PCI-certified erector, and ENTERPRISE PRECAST CONCRETE, INC. as a civil engineer. In January 2026, construction work was completed. | 35.0861 | -106.7334 | The project involved the construction of an 8,389m2 10MW data center on 4.05ha of land along Daytona Road NW in Albuquerque, New Mexico, the US. The US$300 million project included the following: 1. Construction of 632m2 office space 2. Construction of 20 parking spaces 3. Construction of perimeter access roads 4. Construction of utilities 5. Construction of a stormwater management system 6. Construction of an exterior generator yard 7. Construction of an exterior water tanks 8. Installation of ground-mounted mechanical units 9. Installation of advanced power distribution systems 10. Installation of low-voltage systems 11. Installation of security fence |  |  |  | January 2026 - Construction work completed. November 2025 - Construction activities are underway. April 2025 - Construction work commenced. September 2024 - Oppidan acquired the project site from Titan Development. January 2024 - Planning activities are underway. October 2023 - Oppidan announced plans to build a data center in Albuquerque. | Construction Completed | 5 | Not Funded / Unconfirmed | Private | Oppidan | Paric Corp | Salas O’Brien Engineers Inc | Cartesian Surveys Inc;Consulting Engineers Group, Inc.;ENTERPRISE PRECAST CONCRETE, INC.;Stantec Consulting Service Inc
551101 | 551101 | 2026-04-09 15:29 | DataBank – Culpeper Campus IAD5 Data Center – Virginia | DataBank – Culpeper Campus IAD5 Data Center – Virginia | https://construction.globaldata.com/Projects/Overview/551101 | Execution | Parent | 400 | 2023 Q4 | 2026 Q1 | 2028 Q4 | North America | United States | Virginia | Culpeper | 14601 Germanna Highway. | 22701 | Commercial & Leisure | Data Center | Data Center |  |  | New | Onshore | DataBank is undertaking the construction of a hyperscale data center in Culpeper, Virginia, the US. The project involves the construction of a 21,361m2 data center with a consumption capacity of 72MW. It includes the construction of data halls, meet-me rooms, server rooms, parking facility, and the installation of elevator, safety and security systems. The project is part of DataBank's planned 135,065m2 Culpeper Campus of two three-storey data centers with a total consumption capacity of 192MW on 34.3ha of land. The campus also includes a 300MW onsite sub-station from Dominion Energy. The project is committed to operating on 100% renewable energy. The facility draws power from the utility grid through a N+1 redundancy power distribution design. It has N+1 cooling redundancy. The project will support growing demand for artificial intelligence (AI), high-performance computing (HPC), and hybrid workloads. Aecom Tishman has been appointed as the main contactor. | 38.4732 | -77.9967 | The project involves the construction of a 21,361m2 data center with a consumption capacity of 72MW at 14601 Germanna Highway in Culpeper, Virginia, the US. The US$400 million project includes the following: 1. Construction of data halls 2. Construction of meet-me rooms 3. Construction of server rooms 4. Construction of a parking facility 5. Construction of an on-site substation 6. Installation of elevator 7. Installation of safety and security systems | Elevator; Green data center; Heating, ventilation and air conditioning (HVAC); Hyperscale Data Center |  |  | April 2026 - Steel erection works are underway. February 2026 - Construction works commenced. August 2025 - Planning activities are underway. November 2024 - Planning activities are underway. Q4 2023 - DataBank announced plans to build a data center in Culpeper, Virginia. | Project work on Schedule | 1 | Not Funded / Unconfirmed | Private | DataBank Ltd | Aecom Tishman
373130 | 373130 | 2026-04-09 15:24 | Ceske Radio – Prague Gateway Data Center – Praha | Ceske Radio – Prague Gateway Data Center – Praha | https://construction.globaldata.com/Projects/Overview/373130 | Execution | Parent | 89 | 2022 Q2 | 2025 Q3 | 2027 Q4 | Europe | Czechia | Praha | Prague | near Zbraslav | 664 84 | Commercial & Leisure | Data Center | Data Center |  |  | New | Onshore | Ceske Radiokomunikace (CRA) has undertaken the construction of a Tier III colocation data center near Zbraslav in Prague, Praha, Czech Republic. The project involves the construction of a 4,000m2, two-story 26MW data center with 2,000 racks on 5.6ha of land. It includes the construction of 12 data halls, administrative space, a server room, office space, four meet-me rooms, and two power feeds, a cafeteria, parking facilities, and the installation of generators, cooling systems, and safety and security systems. The facility is committed to operating on 100% renewable energy. It will feature advanced cooling systems, including hot aisle containment, cooling walls, and aims to target a PUE of 1.25. It aims to achieve LEED certification. In September 2024, CRA signed a Memorandum of Understanding (MoU) with the Czech Ministry of Industry and Trade. It will be developed in stages. It is designed to be purpose-built for AI, cloud, and high-performance workloads. Construction works commenced on the first 700-rack building, and the project is expected to be completed by the end of 2027. | 50.088 | 14.4208 | The project involves the construction of a 4,000m2, two-story 26MW data center with 2,000 racks on 5.6ha of land in Praha, Czech Republic. The US$89 million project includes the following: 1. Construction of four meet-me rooms and two power feeds 2. Construction of an administrative space 3. Construction of a cafeteria 4. Construction of a server room 5. Construction of office space 6. Construction of 12 data halls 7. Construction of parking facilities 8. Installation of safety and security systems 9. Installation of generators 10. Installation of cooling systems | Colocation Data Center; LEED; Tier 3 Data Center |  |  | April 2026 - Construction activities are underway. September 2025 - Construction activities are underway. July 2025 - Construction commenced. March 2025 - Planning activities are underway. August 2024 - Planning activities are underway. February 2024 - Planning activities are underway. July 2023 - Planning activities are underway. January 2023 - Planning Activities are underway. Q2 2022 - CR announced plans to build a data center in Prague. | Project work on Schedule | 1 | Not Funded / Unconfirmed | Private | Ceske Radiokomunikace a.s.
508671 | 508671 | 2026-04-09 14:36 | Century Telecom – Contagem Data Center – Minas Gerais | Century Telecom – Contagem Data Center – Minas Gerais | https://construction.globaldata.com/Projects/Overview/508671 | Study | Parent | 27 | 2025 Q2 | 2027 Q2 | 2029 Q4 | South and Central America | Brazil | Minas Gerais | Contagem |  |  | Commercial & Leisure | Data Center | Data Center |  | Low | New | Onshore | Century is planning to construct a data center in Contagem, Minas Gerais, Brazil. The project involves the construction of a data center, buildings, an office accommodation facility, an information technology unit and the installation of safety and security systems. | -19.9317 | -44.0536 | The project involves the construction of a data center in Contagem, Minas Gerais, Brazil. The US$27 million project includes the following: 1. Construction of a data center 2. Construction of buildings 3. Construction of an office accommodation facility 4. Construction of an information technology unit 5. Installation of safety and security systems |  |  |  | April 2026 - We have not been able to obtain further updates on this project. We have retained the same project stage and amended the key dates accordingly. We will update the profile as soon as we obtain any new information. November 2025 - Study activities are underway. Q2 2025 - Century is planning to construct a data center in Minas Gerais. | Information Unavailable |  | Not Funded / Unconfirmed | Private | Century Telecom Ltd
476122 | 476122 | 2026-04-09 14:35 | Aurea Finvest – Sumare Data Center Development – Sao Paulo | Aurea Finvest – Sumare Data Center Development – Sao Paulo | https://construction.globaldata.com/Projects/Overview/476122 | Study | Parent | 826 | 2025 Q1 | 2028 Q2 | 2031 Q1 | South and Central America | Brazil | Sao Paulo | Sumare |  |  | Commercial & Leisure | Data Center | Data Center |  | Low | New | Onshore | Aurea Finvest is planning to construct the Sumaré data center in São Paulo, Brazil. The project involves the construction of a data center with a capacity of 800MW, 300 thousand square meters of built area, a web-commerce unit, related facilities, and the installation of safety and security systems. | -22.8219 | -47.2669 | The project involves the construction of the Sumaré data center with the production capacity of 800MW power on a 50ha area in Sumaré, São Paulo, Brazil. The US$826 million project includes the following: 1. Construction of a data center 2. Construction of 300 thousand square meters of built area 3. Construction of a web-commerce unit 4. Construction of related facilities 5. Installation of safely and security systems | Heating, ventilation and air conditioning (HVAC) |  |  | April 2026 - Study activities are underway. November 2025 - Study activities are underway. June 2025 - Study activities are underway. Q1 2025 - Aurea Finvest announced plans to construct Sumaré data center in São Paulo. | No Major Development | 0 | Not Funded / Unconfirmed | Private | Aurea Finvest
563107 | 563107 | 2026-04-09 14:34 | SLNH – Dorothy 3 AI Data Center – Texas | SLNH – Dorothy 3 AI Data Center – Texas | https://construction.globaldata.com/Projects/Overview/563107 | Planning | Parent | 450 | 2025 Q4 | 2027 Q2 | 2028 Q4 | North America | United States | Texas | Texas City | Silverton | TX 79257 | Commercial & Leisure | Data Center | Data Center |  | Medium | New | Onshore | Soluna Holdings is planning to construct an AI data center near the Briscoe wind farm in West Texas, the US. The project involves the construction of a 300MW data center on 121ha of land. It includes the construction of data halls, server rooms, an administrative office, and a substation and the installation of generators, cooling systems, and safety and security systems. The project will be powered by 100% renewable energy from the "Briscoe Wind Farm". | 34.3875 | -101.3166 | The project involves the construction of a 300MW data center on 121ha of land in West Texas, the US. The US$1,000 million project includes the following: 1. Construction of server rooms 2. Construction of an administrative office 3. Construction of a substation 4. Installation of generators 5. Installation of cooling systems 6. Installation of safety and security systems | Heating, ventilation and air conditioning (HVAC) |  |  | April 2026 - Planning activities are underway. October 2025 - Soluna announced plans to construct a data center in Texas. | No Major Development | 0 | Not Funded / Unconfirmed | Private | Soluna Holdings Inc
525748 | 525748 | 2026-04-09 14:28 | Cielo Digital – Mustang Ridge Data Center Campus – Texas | Cielo Digital – Mustang Ridge Data Center Campus – Texas | https://construction.globaldata.com/Projects/Overview/525748 | Planning | Parent | 1500 | 2025 Q1 | 2026 Q4 | 2030 Q2 | North America | United States | Texas |  |  |  | Commercial & Leisure | Data Center | Data Center |  | Medium | New | Onshore | Cielo Digital Infrastructure is planning to undertake the construction of a data center at Mustang Ridge in Texas, the US. The project involves the construction of a data center with a consumption capacity of 500MW on 191ha of land. It includes the construction of data halls, server rooms, meeting rooms, an administrative space, parking facilities, and the installation of safety and security systems. It is equipped with reliable uninterruptible power supply (UPS) units and generators for backup power systems. It also features an advanced cooling system, ensuring optimal performance and efficiency with maximum reliability. | 30.0569 | -97.6911 | The project involves the construction of a data center with a consumption capacity of 500MW on 191ha of land at Mustang Ridge in Texas, the US. The US$1,500 million project includes the following: 1. Construction of data halls 2. Construction of server rooms 3. Construction of meeting rooms 4. Construction of an administrative space 5. Construction of parking facilities 6. Installation of equipment 7. Installation of safety and security systems | Heating, ventilation and air conditioning (HVAC) |  |  | April 09, 2026 - We have not been able to obtain further updates on this project. We have retained the same project stage and amended the key dates accordingly. We will update the profile as soon as we obtain any new information. September 2025 - Planning activities are underway. Q1 2025 - Cielo Digital Infrastructure announced plans to build a data Center in Mustang Ridge, Texas | Information Unavailable |  | Not Funded / Unconfirmed | Private | Cielo Digital Infrastructure LLC
540249 | 540249 | 2026-04-09 14:11 | THO Investments – 500 Prospect Avenue Data Center – Missouri | THO Investments – 500 Prospect Avenue Data Center – Missouri | https://construction.globaldata.com/Projects/Overview/540249 | Cancelled | Parent | 600 | 2025 Q1 | Awaiting Confirmation | 2025 Q4 | North America | United States | Missouri | St. Louis | 500 Prospect Avenue | 63110 | Commercial & Leisure | Data Center | Data Center |  |  | New | Onshore | THO Investments (THO) has planned to construct a data center at 500 Prospect Avenue, a vacant parking site of the Armory Entertainment Venue, just south of Interstate 64 near Grand Boulevard in St. Louis, Missouri, the US. The project involved the construction of a 8,640m2 data center. It included the construction of data halls with racks, meeting rooms, office space, storage facilities and parking facilities, and the installation of power and cooling systems, safety and security systems. THO has planned to install solar panels on the building and to use closed-loop cooling technology. Steadfast City Economic & Community Partners has been appointed as the lead consultant, and Simms Building Group Inc as the project management consultant. | 38.6273 | -90.1979 | The project involved the construction of a 8,640m2 data center at 500 Prospect Avenue in St. Louis, Missouri, the US. The US$600 million project included the following: 1. Construction of data halls with racks 2. Construction of meeting rooms 3. Construction of office space 4. Construction of storage facilities 5. Construction of parking facilities 6. Installation of power and cooling systems 7. Installation of safety and security systems | Heating, ventilation and air conditioning (HVAC) |  |  | December 2025 - Project has been cancelled due to revised scope and change in location. October 2025 - Planning activities are underway. August 2025 - THO submitted a building application to the City Council. March 2025 - THO announced plans to build a data center in St. Louis, Missouri. | Project has been Cancelled | -5 | Not Funded / Unconfirmed | Private | THO Investments |  |  | Simms Building Group Inc;Steadfast City Economic and Community Partners
372418 | 372418 | 2026-04-09 14:10 | Equinix – MB3 Data Center – Maharashtra | Equinix – MB3 Data Center – Maharashtra | https://construction.globaldata.com/Projects/Overview/372418 | Construction Complete | Parent | 95 | 2022 Q1 | 2023 Q4 | 2026 Q2 | Asia-Pacific | India | Maharashtra | Mumbai | Chandivali farm road | 400008 | Commercial & Leisure | Data Center | Data Center |  |  | New | Onshore | Equinix has undertaken the construction of a colocation, tier IV data center in Mumbai, Maharashtra, India. The project involved the construction of an 8,200m2 data center with a consumption capacity of 24MW on 2ha of land. It included the construction of server rooms, meeting rooms, administrative spaces, parking facilities and the installation of 1,370 racks, cooling systems ,safety and security systems. It also included power and cooling density of 4.0 kW – 6.0 kW per cabinet. MB3 provides more than 1,370 cabinets of capacity, with the facility designed to scale to more than 5,475 cabinets when fully built out. The project is committed to operating on 100% renewable energy. It is powered by a 26.4MW solar power plant, which is owned by CleanMax. It utilises a direct-to-chip cooling liquid cooling system, ensuring optimal performance, efficiency, and maximum reliability. The data center is engineered to deliver high-performance, resilient digital infrastructure JLL has been appointed as the advisor, Larsen & Toubro (L&T) as the construction contractor and MEP consultant, Envirotech Systems Limited as an acoustic consultant, and Hindustan Shipyard Ltd will undertake the supply, installation, testing, and commissioning of power distribution systems. In April 2026, construction works were completed. | 19.1146 | 72.8934 | The project involved the construction of an 8,200m2 data center with a consumption capacity of 24MW on 2ha of land in Mumbai, Maharashtra, India. The US$95 million project included the following: 1. Construction of server rooms 2. Construction of meeting rooms 3. Construction of administrative space 4. Construction of parking facilities 5. Installation of 1,370 racks 6. Installation of air cooling systems 7. Installation of safety and security systems | Colocation Data Center; Elevator; Heating, ventilation and air conditioning (HVAC); Tier 4 Data Center |  |  | April 2026 - Construction works were completed. February 2026 - Construction activities are underway. July 2025 - Construction activities are underway. August 2024 - Construction activities are underway. September 2023 - Construction activities are underway. March 2023 - Planning activities are underway. September 2022 - EQIX secured environmental clearance for the development of the project. June 2022 - Planning activities are underway. Q1 2022 - EQIX announced plans for the construction of the MB3 data center. | Construction Completed | 5 | Not Funded / Unconfirmed | Private | Equinix Inc | Larsen & Toubro Ltd |  | Envirotech Systems Ltd;JLL Real Estate Services, Inc.;Larsen & Toubro Ltd
448684 | 448684 | 2026-04-09 14:09 | Digital Realty/ Mitsubishi – NRT14 Inzai Data Center – Chiba | Digital Realty/ Mitsubishi – NRT14 Inzai Data Center – Chiba | https://construction.globaldata.com/Projects/Overview/448684 | Construction Complete | Parent | 450 | 2023 Q1 | 2024 Q2 | 2026 Q2 | Asia-Pacific | Japan | Chiba |  | NRT Campus | 270-1352 | Commercial & Leisure | Data Center | Data Center |  |  | New | Onshore | MC Digital Realty (MCDR), a Joint Venture (JV) between Mitsubishi Corporation and Digital Realty Trust, Inc., has undertaken the construction of a tier III colocation, AI data center in Inzai, Chiba Prefecture, Japan. The project involved the construction of a 22,800m2 six-story data center with a consumption capacity of 31MW. It included the construction of server rooms, administrative space, 2,800 racks, office spaces, distribution rooms, and parking facilities, and the installation of an Air-Assisted Liquid cooling system and safety and security systems. The project will be powered by 100% renewable energy. It will use a hybrid liquid- and air-cooling for cooling. The facility will support high-density colocation services of up to 150 kW per rack, along with a low-latency, high-speed network environment. Kajima Corporation has been appointed as the contractor and Mitsubishi Jisho Design as the MEP consultant. NRT14 is certified as part of the NVIDIA DGX-Ready Data Center program to host NVIDIA DGX GB200 infrastructure and other similar NVIDIA GB200 NVL72-based systems powered by the NVIDIA Grace Blackwell architecture. Customers will be able to run next-generation AI workloads with greater speed and efficiency by hosting NVIDIA Blackwell GPUs. Construction works commenced in April 2024 and were completed in April 2026. | 35.8128 | 140.1137 | The project involved the construction of a 22,800m2 six-story data center with a consumption capacity of 31MW in Inzai, Chiba Prefecture, Japan. The US$450 million project included the following: 1. Construction of server rooms 2. Construction of administrative space 3. Construction of 2,800 racks 4. Construction of office spaces 5. Construction of distribution rooms 6. Construction of parking facilities 7. Installation of an Air-Assisted Liquid cooling system 8. Installation of safety and security systems | Colocation Data Center; Heating, ventilation and air conditioning (HVAC); Tier 3 Data Center |  |  | April 2026 - Construction works were completed. February 2026 - Construction works are underway. December 2025 - Construction works are underway. May 2025 - Construction works are underway. June 2024 - Construction works are underway. April 2024 - Construction works commenced. Q1 2023 - Digital Realty/ Mitsubishi plans to build a data center in Inzai. | Construction Completed | 5 | Not Funded / Unconfirmed | Private | Digital Realty Trust Inc;Mitsubishi Corp | Kajima Corp |  | Mitsubishi Jisho Sekkei Inc
563065 | 563065 | 2026-04-09 13:59 | Raeden – Project Taurus Data Center – Colorado | Raeden – Project Taurus Data Center – Colorado | https://construction.globaldata.com/Projects/Overview/563065 | Planning | Parent | 200 | 2025 Q4 | 2027 Q3 | 2029 Q4 | North America | United States | Colorado | Colorado Springs | 1565 High Tech Way | 80919 | Commercial & Leisure | Data Center | Data Center |  | Medium | Redevelopment | Onshore | Raeden is planning to construct an AI colocation data center at 1565 High Tech Way, Colorado Springs, Colorado, the US. The project involves the construction of a data center with a consumption capacity of 50MW on 8.90ha of land. It includes the construction of server rooms, meet-me rooms, data halls, an administrative space, and the installation of cooling systems, generators, and safety and security systems. It will be developed in phases. The facility will use an air-cooled closed-loop system. The project aims to redevelop the former Intel Microchip manufacturing plant into a data center. | 38.8941 | -104.853 | The project involves the construction of a data center with a consumption capacity of 50MW on 8.90ha of land in Colorado Springs, Colorado, the US. The US$200 million project includes the following: 1. Construction of server rooms 2. Construction of data halls 3. Construction of meet-me rooms 4. Construction of administrative space 5. Installation of cooling systems 6. Installation of generators 7. Installation of safety and security systems | Colocation Data Center |  |  | April 2026 - Public consultation activities are underway. Q4 2025 - Raeden announced plans for the construction of a data center in Colorado. | Project work on Schedule | 1 | Not Funded / Unconfirmed | Private | Raeden Inc
562827 | 562827 | 2026-04-09 13:54 | Buckley Bros Holdings – Pawhuska Data Center – Oklahoma | Buckley Bros Holdings – Pawhuska Data Center – Oklahoma | https://construction.globaldata.com/Projects/Overview/562827 | Planning | Parent | 30 | 2025 Q4 | 2027 Q3 | 2029 Q1 | North America | United States | Oklahoma | Tulsa | 1901 E. Boundary, Pawhuska | 74056 | Commercial & Leisure | Data Center | Data Center |  | Medium | Redevelopment | Onshore | Buckley Bros Holdings LLC is planning to undertake the construction of a colocation data center at 1901 E. Boundary in Pawhuska, Oklahoma, the US. The project involves the construction of an 18,580m2 data center with a consumption capacity of 10MW. It includes the construction of server rooms, meet-me rooms, data halls, an administrative space, and the installation of cooling systems, generators, and safety and security systems. The project aims to redevelop a former cannabis facility into a data center. | 36.6778 | -96.3253 | The project involves the construction of an 18,580m2 data center with a consumption capacity of 10MW in Pawhuska, Oklahoma, the US. The US$30 million project includes the following: 1. Construction of server rooms 2. Construction of data halls 3. Construction of meet-me rooms 4. Construction of administrative space 5. Installation of cooling systems 6. Installation of generators 7. Installation of safety and security systems | Colocation Data Center |  |  | April 2026 - Planning activities are underway. Q4 2025 - Buckley Bros Holdings LLC announced plans for the construction of a data center in Oklahoma. | Project work on Schedule | 1 | Not Funded / Unconfirmed | Private | Buckley Bros Holdings LLC
537998 | 537998 | 2026-04-09 12:21 | Joule Capital – Millard High Performance Compute Data Center Campus – Utah | Joule Capital – Millard High Performance Compute Data Center Campus – Utah | https://construction.globaldata.com/Projects/Overview/537998 | Execution | Parent | 5000 | 2025 Q1 | 2025 Q4 | 2027 Q1 | North America | United States | Utah |  |  |  | Commercial & Leisure | Data Center | Data Center |  |  | New | Onshore | Joule Capital Partners is planning to undertake the construction of a Tier IV AI/HPC colocation data center in Millard County, Utah, the US. The project involves the construction of a data center with a consumption capacity of 4,000MW on 1,618ha of land. It includes data halls, racks, a substation, conference rooms, break rooms, meet-me rooms, server rooms and parking spaces, and the installation of safety and security systems. The deployment includes prime power generation with integrated Combined Cooling, Heat and Power (CCHP) systems, 1.1 GWh of grid-forming battery energy storage, and backup capacity across diverse fuel types. The facility is committed to operating on the utility grid. It utilizes a liquid cooling system and has N+2 redundancy. It also features a reliable uninterruptible power supply and a G3520K generator backup power. In August 2025, Caterpillar will provide advanced power generation equipment and energy systems, including gensets and integrated CCHP solutions, to support the campus. Inc and Wheeler Machinery Co. will provide expertise, service, and support for the project’s power infrastructure and were appointed as the equipment supply contractors. In November 2025, the construction works commenced on the first phase and are scheduled to be completed in the fourth quarter of 2026. The First phase of the project will be operating on natural gas. | 39.1742 | -113.1432 | The project involves the construction of a data center with a consumption capacity of 4,000MW on 1,618ha of land in Millard County, Utah, the US. The US$5,000 million project includes the following: 1. Construction of data halls 2. Construction of conference rooms 3. Construction of break rooms 4. Construction of server rooms 5. Construction of a substation 6. Construction of meet-me rooms 7. Construction of parking spaces 8. Installation of UPS/generators 9. Installation of safety and security systems | Colocation Data Center; Emergency power/Backup power; Energy storage; Heating, ventilation and air conditioning (HVAC); Tier 4 Data Center |  |  | April 2026 - Construction activities are underway. November 2025 - Construction works commenced on the first phase. August 2025 - Joule Capital Partners secured rezoning approvals from the Millard County Planning Commission. January 2025 - Joule Capital Partners announced plans to build a data center in Utah. | Project work on Schedule | 1 | Not Funded / Unconfirmed | Private | Joule Capital Partners | Joule Capital Partners
538226 | 538226 | 2026-04-09 12:21 | Rovision Tech Hub – TTC Industrial Area Data Center – Maharashtra | Rovision Tech Hub – TTC Industrial Area Data Center – Maharashtra | https://construction.globaldata.com/Projects/Overview/538226 | Planning | Parent | 295 | 2025 Q1 | 2028 Q1 | 2029 Q4 | Asia-Pacific | India | Maharashtra | Mumbai | T.T.C. Industrial Area, Sector 2, Pawne |  | Commercial & Leisure | Data Center | Data Center |  | Medium | New | Onshore | Rovision Tech Hub Pvt Ltd is planning to undertake the construction of a colocation data center at TTC Industrial Area, located north of Navi Mumbai, Maharashtra, India. The project involves the construction of a data center. It includes data halls, a substation, conference rooms, break rooms, meet-me rooms, server rooms and parking spaces, and the installation of racks and safety and security systems. The facility is committed to operating on 100% renewable energy. It is equipped with reliable uninterruptible power supply (UPS) units and diesel generators for backup power systems. It also features an advanced cooling system, ensuring optimal performance and efficiency with maximum reliability. In August 2025, Rovision signed an MoU with the Government of Maharashtra. | 19.1399 | 73.0177 | The project involves the construction of a data center at TTC Industrial Area, located north of Navi Mumbai, Maharashtra, India. The US$295 million project includes the following: 1. Construction of data halls 2. Construction of conference rooms 3. Construction of break rooms 4. Construction of server rooms 5. Construction of a substation 6. Construction of meet-me rooms 7. Construction of parking spaces 8. Installation of UPS/generators 9. Installation of racks 10. Installation of safety and security systems | Colocation Data Center; Emergency power/Backup power; Green data center; Heating, ventilation and air conditioning (HVAC) |  |  | April 09, 2026 - We have not been able to obtain further updates on this project. We have retained the same project stage and amended the key dates accordingly. We will update the profile as soon as we obtain any new information. September 2025 - Planning activities are underway. Q1 2025 - Rovision Tech Hub announced plans to build a data center in India. | Information Unavailable |  | Not Funded / Unconfirmed | Private | Rovision Tech Hub Pvt Ltd
539183 | 539183 | 2026-04-09 12:20 | Shinyoung – Munbong-dong Data Center – Gyeonggi-do | Shinyoung – Munbong-dong Data Center – Gyeonggi-do | https://construction.globaldata.com/Projects/Overview/539183 | Planning | Parent | 570 | 2024 Q1 | 2027 Q1 | 2029 Q2 | Asia-Pacific | South Korea | Gyeonggi-do | Goyang-si |  | PR2P+523 | Commercial & Leisure | Data Center | Data Center |  | Low | New | Onshore | Shinyoung Securities Co Ltd is planning to undertake the construction of a colocation data center at 16-2 Munbong-dong, Goyang-si, Gyeonggi-do, South Korea. The project involves the construction of a three-story underground and four-story above-ground 48,534m2 data center. It includes data halls, a substation, conference rooms, break rooms, meet-me rooms, server rooms and parking spaces, and the installation of racks and safety and security systems. The facility will feature an advanced cooling system, ensuring optimal performance and efficiency with maximum reliability. In September 2024, Shinyoung Securities submitted a planning application to the Goyang City Council and secured conditional approvals in February 12, 2025. | 37.7003 | 126.835 | The project involves the construction of a three-story underground and four-story above-ground 48,534m2 data center at 16-2 Munbong-dong, Goyang-si, Gyeonggi-do, South Korea. The US$570 million project includes the following: 1. Construction of data halls 2. Construction of conference rooms 3. Construction of break rooms 4. Construction of server rooms 5. Construction of a substation 6. Construction of meet-me rooms 7. Construction of parking spaces 8. Installation of UPS/generators 9. Installation of racks 10. Installation of safety and security systems | Colocation Data Center; Heating, ventilation and air conditioning (HVAC) |  |  | April 2026 - Shinyoung is facing opposition from the local residents due to environmental concerns. October 2025 - Shinyoung is facing opposition from the local residents due to environmental concerns. February 2025 - Shinyoung secured conditional planning approval from the Goyang City Council. September 2024 - Shinyoung submitted a planning application to the Goyang City Council. Q1 2024 - Shinyoung announced plans to build a data center in South Korea. | No Major Development | 0 | Not Funded / Unconfirmed | Private | Shinyoung Securities Co Ltd
538835 | 538835 | 2026-04-09 12:19 | AWS – Amazon Data Centers Development Program – Thailand | AWS – Amazon Data Centers Development Program – Thailand | https://construction.globaldata.com/Projects/Overview/538835 | Planning | Program | 5000 | 2022 Q1 | 2028 Q2 | 2031 Q4 | Asia-Pacific | Thailand |  |  |  |  | Commercial & Leisure | Data Center | Data Center |  | Low | New | Onshore | Amazon Web Services (AWS) is planning to undertake the construction of data centers across Thailand. The program involves the construction of multiple data centers. It includes the construction of data halls, server rooms, an administrative space, and the installation of generators, cooling systems, and safety and security systems. It will be developed in phases. In the first phase, AWS will allocate US$766 million for building three data centres. It is a significant milestone that will bring advanced cloud computing services to more organizations and help to deliver our Thailand 4.0 ambition to create a digitized, value-based economy. | 14.8972 | 100.8331 | The program involves the construction of data centers across Thailand. The US$5,000 million program includes the following: 1. Construction of data halls 2. Construction of server rooms 3. Construction of an administrative space 4. Installation of generators 5. Installation of cooling systems 6. Installation of safety and security systems | Heating, ventilation and air conditioning (HVAC); Hyperscale Data Center | [5 empty] | Not Funded / Unconfirmed | Private | Amazon Web Services Inc
404825 | 469462 | 2026-04-09 12:18 | CyrusOne – LON6 Data Center – Buckinghamshire | CyrusOne – CyrusOne Data Centers Program – United Kingdom | https://construction.globaldata.com/Projects/Overview/404825 | Design | Parent | 1357 | 2021 Q1 | 2026 Q3 | 2028 Q1 | Europe | United Kingdom | Buckinghamshire |  | Dromenagh Farm on Sevenhills Road | SL0 0NH | Commercial & Leisure | Data Center | Data Center |  | Low | New | Onshore | CyrusOne is planning to construct a Tier IV hyperscale data center in Iver Heath, Buckinghamshire, the UK. The project involves the construction of a 30,000m2 data center with a total capacity of 90MW on 16.59ha. It includes the construction of ten data halls of 9MW each, server rooms, control rooms, a new on-site substation, office space, heat recovery systems, the installation of heat pumps, and safety and security systems. It also includes a stone gabion-clad training center with industry-specific facilities for employees and students within the campus. It also includes green space, 72,800m2 will be accessible to the public and will feature an edible landscape, a biodiverse lake, 7,000m2 woodland walks, and a cycle path. Montagu Evans LLP has been appointed as the legal advisor and planner, Apt as an architect, Cameoo Landscape Architect as the landscape architect, Atelier Ten as the design consultant, HDR as the consultant, Ramboll Environ Inc as the environmental consultant, Cratus Developments Ltd as the consultant, Radcliffes Environmental as the consultant, and Longcross Land as the consultant. The project aims to meet BREEAM Excellent certification. It is designed to operate on 100% renewable energy from SSEN through the Iver Grid Supply Point and on-site photovoltaic panels and has a design PUE of less than 1.3. It will utilise rainwater and a free air cooling system, configured with N+1 redundancy backup power. It also features LV back-up generators and an 8-minute block redundant UPS. In October 2022, CyrusOne submitted a planning application to the Buckinghamshire County Council. Following a withdrawal in May 2024 to address the requirements of the Iver Neighbourhood Plan, a revised application was resubmitted in July 2024 and subsequently received planning approval in June 2025. The construction works are scheduled to commence by the third quarter of 2026 and are expected to be completed by the first quarter of 2028. | 51.5246 | -0.54623 | The project involves the construction of a 30,000m2 data center with a total capacity of 90MW on 16.59ha in Iver Heath, Buckinghamshire, the UK. The US$1,357 million project includes the following: 1. Construction of ten 9MW data halls of 9MW each 2. Construction of server rooms 3. Construction of control rooms 4. Construction of a new on-site substation 5. Construction of an office space 6. Construction of heat recovery systems 7. Installation of heat pumps 8. Installation of safety and security systems | BREEAM; Green data center; Heating, ventilation and air conditioning (HVAC); Hyperscale Data Center; Tier 4 Data Center | A data center is being built in Iver Heath, Buckinghamshire. It is the redevelopment of the existing 5,850m2 Shannon Group headquarters, located on Dromenagh Farm on Sevenhills Road, and aims to provide a new hyperscale data center, and associated infrastructure. The project aims to restore and reconnect landscaping plans, particularly enhancing the Colne Valley Regional Park by creating ecologically rich parkland and new habitats. |  | April 2026 - Design works are underway. October 2025 - Design works are underway. September 2025 - Design works are underway. June 2025 - CyrusOne secured planning approvals from the Buckinghamshire County Council. July 2024 - CyrusOne submitted a revised planning application to the Buckinghamshire County Council. May 2024 - CyrusOne withdrew the planning application. October 2022 - CyrusOne submitted a planning application to the Buckinghamshire County Council Q1 2021 - CyrusOne announced plans to build an Iver Heath Data Park. | No Major Development | 0 | Not Funded / Unconfirmed | Private | CyrusOne Inc |  | apt. Design;Atelier Ten;Cameo and Partners Ltd | Cratus Developments Ltd;HDR Inc;Longcross Land;Montagu Evans LLP;Radcliffes Environmental Ltd;Ramboll Environ UK Ltd
469462 | 469462 | 2026-04-09 12:17 | CyrusOne – CyrusOne Data Centers Program – United Kingdom | CyrusOne – CyrusOne Data Centers Program – United Kingdom | https://construction.globaldata.com/Projects/Overview/469462 | Design | Program | 3301 | 2021 Q1 | 2026 Q3 | 2028 Q4 | Europe | United Kingdom |  |  |  |  | Commercial & Leisure | Data Center | Data Center |  | Low | New | Onshore | CyrusOne Inc (CONE) is planning to build Tier IV hyperscale data centers in the UK. The program involves the construction of two data centers. It includes the construction of data halls, server rooms, control rooms, a new on-site substation, office space, heat recovery systems, the installation of heat pumps, and safety and security systems. The first data center, named LON6, is a 30,000m2 hyperscale data center on 16.59ha with a capacity of 90MW, located in Iver Heath, Buckinghamshire. construction of ten data halls of 9MW each. The site coverage includes 72,800m2 accessible to the public, featuring an edible landscape, a biodiverse lake, woodland paths, and a cycle path. It also includes a stone gabion-clad training center with industry-specific facilities for employees and students within the campus. The details of the second data center are yet to be revealed. Montagu Evans LLP has been appointed as the legal advisor and planner, Apt as an architect, Cameoo Landscape Architect as the landscape architect, Atelier Ten as the design consultant, HDR as the consultant, Ramboll Environ Inc as the environmental consultant, Cratus Developments Ltd as the consultant, Radcliffes Environmental as the consultant, and Longcross Land as the consultants for the LON6 data center. The LON6 data center aims to meet BREEAM Excellent certification. It is designed to operate on 100% renewable energy from SSEN through the Iver Grid Supply Point and on-site photovoltaic panels and has a design PUE of less than 1.3. It will utilise rainwater and a free air cooling system, configured with N+1 redundancy backup power. It also features LV back-up generators and an 8-minute block redundant UPS. In October 2022, CyrusOne submitted a planning application for LON6 to the Buckinghamshire County Council. Following a withdrawal in May 2024 to address the requirements of the Iver Neighbourhood Plan, a revised application was resubmitted in July 2024 and subsequently received planning approval in June 2025. The construction of LON6 is scheduled to commence by the third quarter of 2026 and is expected to be completed by the first quarter of 2028. Subject to planning permission, the projects are expected to be completed by the fourth quarter of 2028. | 54.4444 | -3.2078 | The program involves the construction of two data centers in the UK. The US$3,301 million program includes the following: 1. Construction of data halls 2. Construction of server rooms 3. Construction of control rooms 4. Construction of a new on-site substation 5. Construction of an office space 6. Construction of heat recovery systems 7. Installation of heat pumps 8. Installation of safety and security systems | BREEAM; Emergency power/Backup power; Green data center; Heating, ventilation and air conditioning (HVAC); Hyperscale Data Center; Tier 4 Data Center | [5 empty] | Not Funded / Unconfirmed | Private | CyrusOne Inc
563126 | 563126 | 2026-04-09 06:05 | HUT – Batavia Data Center – Illinois | HUT – Batavia Data Center – Illinois | https://construction.globaldata.com/Projects/Overview/563126 | Planning | Parent | 500 | 2025 Q1 | 2027 Q1 | 2031 Q4 | North America | United States | Illinois | Batavia | 1780 Hubbard Avenue | 60510 | Commercial & Leisure | Data Center | Data Center |  | Medium | New | Onshore | Batavia DC Corp., a subsidiary of Hut 8 Corp. plans to construct a colocation data center in Batavia, Illinois, the US. The project involves the construction of a 11,148m2 data center with an initial IT load capacity of 20MW and can be eventually scaled up to approximately 50MW. It includes the construction of data halls, meeting rooms, office space, storage facilities and parking facilities, and the installation of power and cooling systems, safety and security systems. The facility will draw power from the Northeast Substation operated by ComED. It will utilise a closed-loop liquid cooling system. The data center is designed for general-purpose computing needs, not for the specialized and energy-intensive infrastructure required for profitable cryptocurrency mining. Construction works are expected to be completed in 2031. | 41.85 | -88.3126 | The project involves the construction of a 11,148m2 data center with an initial IT load capacity of 20MW at 1780 Hubbard Avenue, Batavia, Illinois, the US. The US$500 million project includes the following: 1. Construction of data halls 2. Construction of meeting rooms 3. Construction of office space 4. Construction of storage facilities 5. Construction of parking facilities 6. Installation of power and cooling systems 7. Installation of safety and security systems | Colocation Data Center; Heating, ventilation and air conditioning (HVAC) |  |  | April 2026 - Batavia DC Corp. is in the process to submit final data center plans to the planning commission. September 02, 2025 - The Batavia City Council approved an amended agreement about utilities for the proposed data center project. July 21, 2025 - The Batavia City Council approved a master service agreement with Batavia DC Corp. Q1 2025 - Batavia DC Corp. announced plans to build a data center in Batavia. | Project work on Schedule | 1 | Not Funded / Unconfirmed | Private | Hut 8 Corp
354958 | 222416 | 2026-04-09 05:55 | Ezditek/ Neom – NEOM City: Oxagon: Southern Cluster: Data Center: Phase 1 – Tabuk | Neom – NEOM City Development Program – Tabuk | https://construction.globaldata.com/Projects/Overview/354958 | On Hold | Sub-Sub | 96 | 2020 Q4 | 2022 Q3 |  | Middle East and Africa | Saudi Arabia | Tabuk |  |  |  | Commercial & Leisure | Data Center | Data Center |  |  | New | Onshore | NEOM and Ezdihar Advanced Company for Information Technology (Ezditek) via its affiliate, FAS Energy Trading Co, are planning to undertake the development of Data Centre Phase 1 in Oxagon (also known as NEOM Industrial City) with a capacity of 36 MW as a part of the NEOM City Development Program in Tabuk Province, Saudi Arabia. The Oxagon Southern Cluster Data Centre Phase 1 project will deliver the first phase of a secure, high-availability facility to support NEOM’s digital services and industrial users at Oxagon. The project includes the IT Load Capacity: The facility is planned with an IT load capacity of about 12MW, Power Infrastructure: Primary grid power from NEOM’s renewable-energy-based utility network, Renewable Energy Integration: The design allows Solar power, wind energy, and green hydrogen–supported power generation through NEOM’s clean energy ecosystem, Backup and Resilience: The facility will include UPS systems, battery energy storage systems (BESS), and standby diesel / low-carbon generators with N+1 redundancy, Data Centre Type: The project is planned as a Hyperscale data centre, Cooling Systems: Cooling will rely on Water cooling, immersion cooling, free cooling, and adiabatic cooling, Energy Efficiency: The facility aims for high energy efficiency with an advanced cooling and power management syste Floor Load Capacity: The building structure is designed to support 1,500 to 2,500 kg/m² (300 to 500 lbs/ft²), Power Density: The infrastructure will support 100 kW per rack, Rack Configuration: The facility will support Conventional 19-inch server racks and immersive cooling racks. The Saudi competition authority has approved plans for the development of the project. Design works are ongoing on the project. Horizons Contracting Company has been awarded as the main contractor. Construction works are progressing well and are scheduled to complete by 2024. In May 2025, The construction works are ongoing, and the in-house division of Horizons Contracting Company is working as the MEP sub-contractor on the project, and the completion is unknown at this juncture. In September 2025, The construction works are still progressing and the completion is unknown at this juncture. In April 2026, the project is put on hold due to unknown reasons. This project is part of the Saudi Giga Project plan. | 28.1149 | 35.1095 | NEOM and Ezdihar Advanced Company for Information Technology (Ezditek) via its affiliate, FAS Energy Trading Co, are planning to undertake the development of Data Centre Phase 1 in Oxagon (also known as NEOM Industrial City) with a capacity of 36 MW as a part of the NEOM City Development Program in Tabuk Province, Saudi Arabia. The Oxagon Southern Cluster Data Centre Phase 1 project will deliver the first phase of a secure, high-availability facility to support NEOM’s digital services and industrial users at Oxagon. The US$96 million project includes the following: Key Technical Features: 1. IT Load Capacity: The facility is planned with an IT load capacity of about 12MW 2. Power Infrastructure: Primary grid power from NEOM’s renewable-energy-based utility network 3. Renewable Energy Integration: The design allows Solar power, wind energy, and green hydrogen–supported power generation through NEOM’s clean energy ecosystem 4. Backup and Resilience: The facility will include UPS systems, battery energy storage systems (BESS), and standby diesel / low-carbon generators with N+1 redundancy. 5. Data Centre Type: The project is planned as a Hyperscale data centre. 6. Cooling Systems: Cooling will rely on Water cooling, immersion cooling, free cooling, and adiabatic cooling. 7. Energy Efficiency: The facility aims for high energy efficiency with an advanced cooling and power management system 8. Floor Load Capacity: The building structure is designed to support 1,500 to 2,500 kg/m² (300 to 500 lbs/ft²) 9. Power Density: The infrastructure will support 100 kW per rack 10. Rack Configuration: The facility will support Conventional 19-inch server racks and immersive cooling racks | Heating, ventilation and air conditioning (HVAC); Hyperscale Data Center; Saudi Arabia Giga Project | Data Center is planned to be constructed in NEOM Industrial City, with a capacity of 36 MW. NEOM's next generation cognitive cities will support its cutting-edge urban environments, improving the lives of residents and businesses far beyond the capabilities of today's smart cities. It will use one of the most advanced 5G technology in the world, to enable the proactive exchange and analysis of data between NEOM residents and city infrastructure. The project is part of the NEOM City Development Program. This project is part of the Saudi Giga Project plan. |  | April 2026 - The project is put on hold due to unknown reasons. September 2025 - The construction works are still progressing on the project and the completion is unknown at this juncture. May 2025 - The construction works are ongoing and the in-house division of Horizons Contracting Company is working as the MEP sub-contractor on the project. November 2024 - The construction work has progressed up to 85 percent on the project. February 2024 - We have not been able to obtain further updates on this project. We have retained the same project stage and amended the key dates accordingly. We will update the profile as soon as we obtain any new information. June 2023 - We have not been able to obtain further updates on this project. We have retained the same project stage and amended the key dates accordingly. We will update the profile as soon as we obtain any new information. October 2022 - Construction works are progressing well and are scheduled to complete by 2024. June 2022 - Horizons Contracting Company has been appointed as the main contractor on this project. October 04, 2021 - The Saudi competition authority has approved plans for the development of the project. | Project Put on Hold | -4 | Not Funded / Unconfirmed | Private | Ezditek;Neom Co | Horizons Contracting Co Ltd | M. Arthur Gensler Jr. & Associates Inc | Consolidated Consultants;Parsons Corp;Red Engineering
562875 | 562875 | 2026-04-09 02:46 | Chief Telecom – Taichung Fourth AI Data Center – Taiwan | Chief Telecom – Taichung Fourth AI Data Center – Taiwan | https://construction.globaldata.com/Projects/Overview/562875 | Study | Parent | 94 | 2026 Q1 | 2026 Q4 | 2028 Q4 | Asia-Pacific | Taiwan | Taiwan | Taichung | Central Taiwan Science Park |  | Commercial & Leisure | Data Center | Data Center |  | Medium | New | Onshore | Chief Telecom Inc (Chief Telecom) is planning to build a fourth AI data center in Taichung, Taipei, Taiwan. The project involves the construction of an AI data center. It also includes the construction of data rooms, server rooms, an administrative office, and parking facilities, and the installation of racks and safety and security systems. Construction is expected to start in 2026 and will be completed by 2028. | 24.2096 | 120.6193 | The project involves the construction of a fourth AI data center in Taichung, Taipei, Taiwan. The US$94 million project includes the following: 1. Construction of data rooms 2. Construction of server rooms 3. Construction of an administrative office 4. Construction of parking facilities 5. Installation of racks 6. Installation of safety and security systems |  |  |  | April 2026 - Study activities are underway. Q1 2026 - Chief Telecom announced plans to build a fourth AI data center at the Central Taiwan Science Park. | Project work on Schedule | 1 | Not Funded / Unconfirmed | Private | Chief Telecom Inc
563087 | 563087 | 2026-04-08 18:36 | Pronghorn Dev – Antelope Data Center – Utah | Pronghorn Dev – Antelope Data Center – Utah | https://construction.globaldata.com/Projects/Overview/563087 | Planning | Parent | 350 | 2026 Q1 | 2027 Q2 | 2030 Q4 | North America | United States | Utah |  |  |  | Commercial & Leisure | Data Center | Data Center |  | Medium | New | Onshore | Pronghorn Development, LLC is planning to build a data center in Iron County, Utah, the US. The project involves the construction of a five-building 125,000m2 data center on 258.9ha of land. It includes the construction of data halls, server rooms, a natural gas power plant offering up to 1,500MW and the installation of generators and uninterruptible power supply (UPS) units, cooling systems and safety and security systems. The facility will use a closed-loop cooling system for the cooling. It will create 670 direct jobs upon completion. | 37.8546 | -113.2867 | The project involves the construction of a five-building, 125,000m2 data center on 258.9ha of land in Iron County, Utah, the US. The US$350 million project includes the following: 1. Construction of data halls 2. Construction of server rooms 3. Construction of a natural gas power plant offering up to 1,500MW 4. Installation of generators and uninterruptible power supply (UPS) units 5. Installation of the cooling system 6. Installation of safety and security systems | Heating, ventilation and air conditioning (HVAC) |  |  | April 2026 - Planning activities are underway. Q1 2026 - Pronghorn Development, LLC announced plans to build a data center in Iron County, Utah. | Project work on Schedule | 1 | Not Funded / Unconfirmed | Private | Pronghorn Development Ltd
563092 | 563092 | 2026-04-08 18:02 | Dc Blox DC – 305 Fintail Drive Data Center – Indiana | Dc Blox DC – 305 Fintail Drive Data Center – Indiana | https://construction.globaldata.com/Projects/Overview/563092 | Planning | Parent | 800 | 2026 Q1 | 2027 Q2 | 2033 Q4 | North America | United States | Indiana | Indianapolis | 305 Fintail Drive | 46219 | Commercial & Leisure | Data Center | Data Center |  | Medium | New | Onshore | DC Blox is planning to build a colocation data center campus on the site of the former Ford Visteon manufacturing site in the East Gate neighborhood of Indianapolis, Indiana, the US. The project involves the construction of a three-building data center campus. It includes the construction of data halls, server rooms, a substation and 251 parking spaces and the installation of 56 generators for each building, and safety and security systems. The project is developed in two phases. The first phase will be the one-story, 7,432m2 building and the second phase involves the construction of the remaining two buildings, with a two-story, 13,006m2 building and a two-story, 17,651m2 building. Langan has been appointed as the engineering consultant. The facility will use a closed-loop cooling system for cooling. The project will create 600 construction jobs and 35 permanent jobs. The project is known as the Thunderbird Data Center. | 39.7672 | -86.0516 | The project involves the construction of a three-building data center campus at 305 Fintail Drive in Indianapolis, Indiana, the US. The US$800 million project includes the following: 1. Construction of data halls 2. Construction of server rooms 3. Construction of a substation 4. Construction of 251 parking spaces 5. Installation of generators56 generators for each building 6. Installation of safety and security systems | Colocation Data Center; Heating, ventilation and air conditioning (HVAC) |  |  | April 2026 - The project is waiting for approval. March 2026 - DC Blox filed an application for a variance of use approval from the Metropolitan Development Commission. Q1 2026 - DC Blox announced plans to build a data center in Indianapolis. | Project Awaiting Approvals | 0 | Not Funded / Unconfirmed | Private | Dc Blox Data Centers |  |  | Langan Engineering & Environmental Services Inc
297826 | 297826 | 2026-04-08 17:55 | MoSE Croatia/ SRCE – HR-ZOO Data Center – City of Zagreb | MoSE Croatia/ SRCE – HR-ZOO Data Center – City of Zagreb | https://construction.globaldata.com/Projects/Overview/297826 | Construction Complete | Parent | 29 | 2019 Q1 | 2020 Q3 | 2022 Q4 | Europe | Croatia | City of Zagreb | Zagreb | University Computing Center | 10000 | Commercial & Leisure | Data Center | Data Center |  |  | New | Onshore | University Computing Center (SRCE) and Ministry of Science and Education (MoSE) have undertaken the construction of a Tier III enterprise data center within the Borongaj campus in Zagreb, Croatia. The project involved the construction of a 2,679m2 data center with a consumption capacity of 1.1MW. It included the construction of data halls, server rooms, meeting rooms, an administrative space, parking facilities, and the installation of equipment and safety systems. The data center is powered by two different power lines to achieve multiple levels of power security and uses a free cooling system. It is equipped with backup generators. It is equipped with 11,000 processors and 1,800 virtual servers. Studio Arhing has been appointed as a civil engineer, and Vedoza d.o.o as the architect. Construction works were completed in October 2022. | 45.8144 | 15.978 | The project involved the construction of a 2,679m2 data center with a consumption capacity of 1.1MW within the Borongaj campus in Zagreb, Croatia. The US$29 million project includes the following: 1. Construction of server rooms 2. Construction of meeting rooms 3. Construction of an administrative space 4. Construction of parking facilities 5. Installation of equipment 6. Installation of safety systems | Enterprise Data Center | A data center has constructed within the Borongaj campus in Zagreb, Croatia. The main aim of the project is to enhance a major digital revolution that will engage the Croatian academic community by 2021. |  | October 2022 - Construction completed. August 2020 - Construction commenced. January 2020 - Planning activities are underway. June 2019 - Planning activities are underway. February 2019 - SRCE announce the plan to build a data center of the Heart within the Borongaj campus in Zagreb | Construction Completed | 5 | Not Funded / Unconfirmed | Public | Ministry of Science and Education, Croatia;University of Zagreb University Computing Center (SRCE) |  |  | Studio Arhing Doo
413551 | 413551 | 2026-04-08 16:42 | Edged Energy – PHX01-1 Data Center – Arizona | Edged Energy – PHX01-1 Data Center – Arizona | https://construction.globaldata.com/Projects/Overview/413551 | Construction Complete | Parent | 70 | 2023 Q1 | 2024 Q3 | 2026 Q2 | North America | United States | Arizona | Phoenix | 8811 E Warner Road, Mesa | AZ 85212 | Commercial & Leisure | Data Center | Data Center |  |  | New | Onshore | Edged Energy has undertaken the construction of a Tier III, hyperscale AI data center at Warner Road in Southeast Mesa, Arizona, the US. The project involved the construction of a 19,509m2 two-story data center with a capacity of 36MW on 4.8ha of land. It included the construction of server rooms, meet-me rooms, a substation, and parking facilities, and the installation of racks, generators, and safety and security systems. A modular, water-free cooling system employing glycol as the heat-transfer medium integrates air-cooled chillers and closed-loop evaporators to deliver highly efficient secondary cooling tailored for high-density environments. Power for the system will be supplied by Salt River Project (SRP). The facility supports ultra-high compute densities of up to 400+ kW per rack with plug-and-play liquid cooling and 120+ kW per rack with air cooling. It is designed to use the Power Usage Effectiveness (PUE) of 1.15. HKS Architects has been appointed as the architect, HilgartWilson LLC as the civil engineer, ThermalWorks is contracted to supply the cooling equipment, and Haydon Building Corp as the contractor. | 33.3353 | -111.6464 | The project involved the construction of a 19,509m2 two-story data center with a capacity of 36MW on 4.8ha of land in Phoenix, Arizona, the US. The US$70 million project included the following: 1. Construction of server rooms 2. Construction of meet-me rooms 3. Construction of substation 4. Construction of parking facilities 5. Installation of racks 6. Installation of generators 7. Installation of safety and security systems | Green data center; Hyperscale Data Center; Sustainable Building; Tier 3 Data Center; Zero-Energy Building/Net-Zero Energy |  | https://www.edged.us/phoenix | April 2026 - Construction works were completed. February 2026 - Construction activities are underway. November 2025 - Construction activities are underway. April 2025 - Topping-out ceremony was held on the project site August 2024 - A ground-breaking ceremony was held. Q1 2023 - Edged Energy announces plans to build a data center in Phoenix. | Construction Completed | 5 | Not Funded / Unconfirmed | Private | Edged Energy LLC | Haydon Building Corp | Hks Architects P C | HilgartWilson LLC
352385 | 352385 | 2026-04-08 16:13 | CloudHQ – Colon Data Center Complex – Queretaro | CloudHQ – Colon Data Center Complex – Queretaro | https://construction.globaldata.com/Projects/Overview/352385 | Execution | Parent | 4800 | 2021 Q1 | 2026 Q2 | 2027 Q2 | South and Central America | Mexico | Queretaro |  | Located on carretera estatal 100, El Colorado-Higuerillas. |  | Commercial & Leisure | Data Center | Data Center | Switching Stations & Substations |  | New | Onshore | CHQ Development S de RL de CV (CloudHQ) is building the Colon Data Center Complex in Queretaro, Mexico. The project involves the construction of six data center buildings on a 52ha area with a consumption capacity of 900MW each, parking facilities, a web-commerce unit, a private substation of 900MW, a 2GW switching substation and related infrastructure, and the installation of cabinets, optical cables, security systems, and waterless cooling systems. CloudHQ has collaborated since 2021 with the Querétaro government, the Federal Electricity Commission (CFE), and the National Energy Control Center (Cenace) to ensure the necessary electrical infrastructure. The project is primarily for cloud computing and Artificial Intelligence (AI). The project will create 7,200 construction jobs and 900 operational jobs. Landeros Castro Mancera (LACAM) was appointed as the legal advisor on the project. GE Vernova has been appointed as the electrical equipment supply and civil contractor. The project has secured the initial power to supply the first 200MW of the 900MW. Construction work is going on, and it is scheduled to be completed by the second quarter of 2027. | 20.788 | -100.0452 | The project involves the construction of a data center complex on 52ha in the Municipality of Colon, Queretaro, Mexico. The US$4,800 million project includes the following: 1. Construction of six data center buildings with a consumption capacity of 900MW each 2. Construction of parking facilities 3. Construction of a web-commerce unit 4. Construction of a private substation of 900MW 5. Construction of a 2GW switching substation 6. Construction of related facilities 7. Installation of cabinets 8. Installation of optical cables 9. Installation of security systems 10. Installation of waterless cooling systems 11. Installation of switching substation | Heating, ventilation and air conditioning (HVAC); Hyperscale Data Center | A new data center is being developed in the Municipality of Colon, Queretaro. The objective of the project is to develop an international level date center to provide lower costs for internet users across the country and reduce international traffic data. It will also create 1,000 jobs. |  | April 2026 - Electrical installation work is underway. September 2025 - Planning work is going on. January 2025 - Planning activities are underway. October 2024 - Planning activities are underway. March 2024 - The project is delayed due to legal issues and lack of infrastructure. April 2023 - Study work is going on. September 2022 - The project is in the study. March 2022 - The project is in the early stage of development. February 26, 2021 - CloudHQ announced plans to build the Queretaro data center in Mexico. | Construction Commenced | 4 | Not Funded / Unconfirmed | Private | CloudHQ LLC
539984 | 539984 | 2026-04-08 15:51 | Menlo Equities – Sunnyvale MD-SV1 Data Center – California | Menlo Equities – Sunnyvale MD-SV1 Data Center – California | https://construction.globaldata.com/Projects/Overview/539984 | Planning | Parent | 150 | 2022 Q1 | 2027 Q2 | 2028 Q4 | North America | United States | California | Sunnyvale | 888-894 Ross Drive | CA 94089 | Commercial & Leisure | Data Center | Data Center |  | Low | New | Onshore | Menlo Equities LLC plans to construct a colocation data center at 888-894 Ross Drive, Sunnyvale, California, the US. The project involves the construction of a two-story 22,667m2 data center with the capacity of 36MW on 4ha of land. It includes the construction of six data halls with racks, meeting rooms, storage facilities, an on-site substation, and the installation of cooling systems, safety and security systems. The project will source a power of 49MW from Pacific Gas & Electric Company. | 37.4013 | -122.0347 | The project involves the construction of a two-story 22,667m2 data center with the capacity of 36MW on 4ha of land in Sunnyvale, California, the US. The US$150 million project includes the following: 1. Construction of six data halls with racks 2. Construction of meeting rooms 3. Construction of storage facilities 4. Construction of an on-site substation 5. Installation of cooling systems 6. Installation of safety and security systems | Colocation Data Center; Heating, ventilation and air conditioning (HVAC) |  |  | April 2026 - Planning activities are underway. October 2025 - Planning activities are underway. January 2022 - Menlo Equities announced plans to build a data center in Sunnyvale. | No Major Development | 0 | Not Funded / Unconfirmed | Private | Menlo Equities LLC
468965 | 468965 | 2026-04-08 15:29 | WDP – Iron Horse Data Center Business Park – Virginia | WDP – Iron Horse Data Center Business Park – Virginia | https://construction.globaldata.com/Projects/Overview/468965 | Planning | Parent | 3000 | 2023 Q4 | 2027 Q2 | 2030 Q4 | North America | United States | Virginia |  | 54 E Patrick Henry Rd, Ashland | VA 23005 | Commercial & Leisure | Data Center | Data Center | Low-Rise Apartment Blocks; Low-Rise Apartment Blocks | Low | New | Onshore | WestDulles Properties is planning to construct a data center complex at the intersection of East Patrick Henry and Mount Hermon roads in Virginia, the US. The project involves the construction of a 278,709m2 data center complex and 49 residential units on 93ha of land. It includes the construction of 12 data center buildings, server rooms, an administrative space, parking facilities, and the installation of safety and security systems. Harris & Douglas Properties will be developing the residential lot. | 37.7586 | -77.4628 | The project involves the construction of a 278,709m2 data center complex and 49 residential units on 93ha of land in Virginia, the US. The US$3,000 million project includes the following: 1. Construction of 12 data center buildings 2. Construction of server rooms 3. Construction of an administrative space 4. Construction of parking facilities 5. Installation of safety and security systems | Heating, ventilation and air conditioning (HVAC) |  |  | April 08, 2026 - We have not been able to obtain further updates on this project. We have retained the same project stage and amended the key dates accordingly. We will update the profile as soon as we obtain any new information. August 2025 - Planning activities are underway. November 2024 - The project is waiting for zoning approvals from the Hanover County. October 2024 - The project received zoning approvals from the Ashland Town Council. March 2024 - Planning activities are underway. Q4 2023 - WestDulles Properties announced plans to build a data center complex between Hanover and Ashland. | Information Unavailable |  | Not Funded / Unconfirmed | Private | WestDulles Properties LLC
525167 | 525167 | 2026-04-08 15:24 | MSB Global – Matrix Data Center Campus – Texas | MSB Global – Matrix Data Center Campus – Texas | https://construction.globaldata.com/Projects/Overview/525167 | Execution | Parent | 18700 | 2024 Q3 | 2025 Q2 | 2029 Q4 | North America | United States | Texas | Sulphur Springs | off HWY 11, East of Dallas |  | Commercial & Leisure | Data Center | Data Center |  |  | New | Onshore | MSB Global Services (MSB Global) is undertaking the construction of a Tier III hyperscale AI data center named "Matrix Data Center Campus" located off Highway 11, East of Dallas, Sulphur Springs City, Texas, the US. The project involves the construction of a 3,000MW data center campus, consisting of 30 buildings, each comprising 100MW and spanning 25,825m2 on 678.65ha of land. It will be developed in three phases. The first phase will see the construction of eight buildings covering 160ha, providing an impressive 800MW of critical IT capacity. The second phase will add 12 advanced buildings across 315ha, boosting capacity by an additional 1,200MW. The final phase involves the development of 10 additional buildings, culminating in a total critical IT load of 3,000MW. This phased approach ensures scalable growth, unmatched reliability, and a pioneering infrastructure to support the most demanding digital needs. It also includes the construction of server rooms with racks, two meet-me rooms, office space, data halls, and parking facilities, and the installation of equipment, safety and security systems. The facility is designed for the next generation of cloud services, artificial intelligence (AI), and high-performance computing (HPC). The project is committed to operating on 100% renewable energy with a composition of Natural Gas with Algae Biomass Farm, Solar + BESS, Fuel Cells, and Geothermal. Additionally, it utilises direct-to-chip liquid & immersion for cooling the infrastructure. It aims to target a PUE of 1.3. Upon completion, the facility is expected to create approximately 7,000 construction jobs and 1,500 permanent jobs. Construction works commenced in February 2025 with Trinity Road and utility infrastructure development, and an official groundbreaking ceremony was held in June 2025. Construction works on the first phase will be completed by the fourth quarter of 2026, followed by the second phase in the fourth quarter of 2027, and the third phase in the second quarter of 2028. The whole campus will be completed in 2029. | 33.1384 | -95.6011 | The project involves the construction of a 3,000MW data center campus spanning over 678.65ha in Sulphur Springs, Texas, the US. The US$18,700 million project includes the following: 1. Construction of server rooms with racks 2. Construction of two meet-me rooms 3. Construction of office space 4. Construction of data halls 5. Construction of parking facilities 6. Installation of equipment 7. Installation of safety and security systems | Artificial Intelligence; Heating, ventilation and air conditioning (HVAC); Hyperscale Data Center; Tier 3 Data Center |  |  | April 2026 - Construction activities are underway on the first phase August 2025 - Construction works are underway on the first phase. June 2025 - A ground-breaking ceremony was held. February 2025 - Site preparation, including Trinity Road upgrades and utility trenching activities are underway. Q3 2024 - MSB Global announced plans to build a data center campus in Sulphur Springs. | Project work on Schedule | 1 | Not Funded / Unconfirmed | Private | MSB Global Services
467543 | 467543 | 2026-04-08 15:17 | MSFT – YT012 Data Center – Ontario | MSFT – YT012 Data Center – Ontario | https://construction.globaldata.com/Projects/Overview/467543 | Planning | Parent | 51 | 2024 Q1 | 2027 Q2 | 2028 Q4 | North America | Canada | Ontario |  | west side of Highway 27, north of Langstaff Road | L4L 1A5 | Commercial & Leisure | Data Center | Data Center |  | Low | New | Onshore | Microsoft Canada is planning to construct a hyperscale data center at west side of Highway 27, north of Langstaff Road in Woodbridge, Ontario, Canada. The project involves the construction of a 22,668m2 33m high three-story data center on 11.4ha of land. It includes the construction of a warehouse, an office space, a storage facility and parking facilities and the installation of safety and security systems. WZMH Architects has been appointed as the architect, Quinn Design Associates as the landscape architect, Stantec as the consulting engineer, Weston Consulting as the planner, Morrison Hershfield as consultant. GeoVerra Ltd as the surveyor. | 43.7922 | -79.6331 | The project involves the construction of a 22,668m2 33m high three-story data center on 11.4ha of land in Woodbridge, Ontario, Canada. The US$51 million (CAD69 million) project includes the following: 1. Construction of a warehouse 2. Construction of an office space 3. Construction of a storage facility 4. Construction of parking facilities 5. Installation of safety and security systems | Heating, ventilation and air conditioning (HVAC); Hyperscale Data Center |  |  | April 2026 - Planning activities are underway. August 2025 - Planning activities are underway. October 2024 - Planning activities are underway. Q1 2024 - Microsoft announced plans to build a data center in Woodbridge. | No Major Development | 0 | Not Funded / Unconfirmed | Private | Microsoft Corp | EllisDon Corp | Quinn Design Associates;WZMH Architects | GeoVerra Inc;Morrison Hershfield Group Inc;Stantec Engineering;Weston Consulting
525328 | 525167 | 2026-04-08 15:13 | MSB Global – Matrix Data Center Campus: Phase III – Texas | MSB Global – Matrix Data Center Campus – Texas | https://construction.globaldata.com/Projects/Overview/525328 | Planning | Sub | 6230 | 2024 Q3 | 2027 Q4 | 2028 Q2 | North America | United States | Texas | Sulphur Springs | off HWY 11, East of Dallas |  | Commercial & Leisure | Data Center | Data Center |  | Medium | New | Onshore | MSB Global Services (MSB Global) is planning to undertake the construction of a Tier III hyperscale data center development named "Matrix Data Center Campus" located off HWY 11, East of Dallas, Sulphur Springs City, Texas, the US. The project involves the construction of 10 buildings delivering a combined 1,000MW of critical IT load. It includes the construction of server rooms with racks, two meet-me rooms, office space, storage facilities, and parking facilities, and the installation of power and cooling systems, safety and security systems. The facility is designed for the next generation of cloud services, artificial intelligence (AI), and high-performance computing (HPC). The project is committed to operating on 100% renewable energy with a composition of Natural Gas with Algae Biomass Farm, Solar + BESS, Fuel Cells, and Geothermal. Additionally, it utilises direct-to-chip liquid & immersion for cooling the infrastructure. It aims to target a PUE of 1.3. Construction works are expected to be completed in the second quarter of 2028. | 33.1384 | -95.6011 | The project involves the construction of a 1,000MW data center in Sulphur Springs, Texas, the US. The US$6,230 million project includes the following: 1. Construction of server rooms with racks 2. Construction of two meet-me rooms 3. Construction of office space 4. Construction of storage facilities 5. Construction of parking facilities 6. Installation of power and cooling systems 7. Installation of safety and security systems | Artificial Intelligence; Green data center; Heating, ventilation and air conditioning (HVAC); Hyperscale Data Center; Tier 3 Data Center |  |  | April 2026 - Planning activities are underway. August 2025 - Planning activities are underway. July 2024 - MSB Global announced plans to build a data center campus in Sulphur Springs. | No Major Development | 0 | Not Funded / Unconfirmed | Private | MSB Global Services
525322 | 525167 | 2026-04-08 15:10 | MSB Global – Matrix Data Center Campus: Phase I – Texas | MSB Global – Matrix Data Center Campus – Texas | https://construction.globaldata.com/Projects/Overview/525322 | Execution | Sub | 4980 | 2024 Q3 | 2025 Q2 | 2026 Q4 | North America | United States | Texas | Sulphur Springs | off HWY 11, East of Dallas |  | Commercial & Leisure | Data Center | Data Center |  |  | New | Onshore | MSB Global Services (MSB Global) is undertaking the construction of a Tier III hyperscale AI data center development named "Matrix Data Center Campus" located off HWY 11, East of Dallas, Sulphur Springs City, Texas, the US. The project involves the construction of eight buildings spanning 160ha, delivering a combined 800MW of critical IT load. It includes the construction of server rooms with racks, two meet-me rooms, office space, storage facilities, and parking facilities, and the installation of power and cooling systems, safety and security systems. The facility is designed for the next generation of cloud services, artificial intelligence (AI), and high-performance computing (HPC). The project is committed to operating on 100% renewable energy with a composition of Natural Gas with Algae Biomass Farm, Solar + BESS, Fuel Cells, and Geothermal. Additionally, it utilises direct-to-chip liquid & immersion for cooling the infrastructure. It aims to target a PUE of 1.3. Construction began in February 2025 with Trinity Road and utility infrastructure development, and later, a groundbreaking ceremony was held in June 2025. The first building will be powered initially on a Bloom Energy fuel cell-powered microgrid, with the first 100 MW building expected to be completed in the third quarter of 2026, achieving 800 MW by late 2026. | 33.1384 | -95.6011 | The project involves the construction of an 800MW data center in Sulphur Springs, Texas, the US. The US$4,980 million project includes the following: 1. Construction of server rooms with racks 2. Construction of two meet-me rooms 3. Construction of office space 4. Construction of storage facilities 5. Construction of parking facilities 6. Installation of power and cooling systems 7. Installation of safety and security systems | Artificial Intelligence; Green data center; Heating, ventilation and air conditioning (HVAC); Hyperscale Data Center; Tier 3 Data Center |  |  | April 2026 - Construction activities are underway. August 2025 - Construction works are underway. June 2025 - A ground-breaking ceremony was held on the project site. February 2025 - Site preparation, including Trinity Road upgrades and utility trenching activities are underway. Q3 2024 - MSB Global announced plans to build a data center campus in Sulphur Springs. | Project work on Schedule | 1 | Not Funded / Unconfirmed | Private | MSB Global Services
525327 | 525167 | 2026-04-08 15:07 | MSB Global – Matrix Data Center Campus: Phase II – Texas | MSB Global – Matrix Data Center Campus – Texas | https://construction.globaldata.com/Projects/Overview/525327 | Planning | Sub | 7480 | 2024 Q3 | 2026 Q4 | 2027 Q4 | North America | United States | Texas | Sulphur Springs | off HWY 11, East of Dallas |  | Commercial & Leisure | Data Center | Data Center |  | Medium | New | Onshore | MSB Global Services (MSB Global) is planning to undertake the construction of a Tier III hyperscale data center development named "Matrix Data Center Campus" located off HWY 11, East of Dallas, Sulphur Springs City, Texas, the US. The project involves the construction of 12 buildings spanning 315ha, delivering a combined 1,200MW of critical IT load. It includes the construction of server rooms with racks, two meet-me rooms, office space, storage facilities, and parking facilities, and the installation of power and cooling systems, safety and security systems. The facility is designed for the next generation of cloud services, artificial intelligence (AI), and high-performance computing (HPC). The project is committed to operating on 100% renewable energy with a composition of Natural Gas with Algae Biomass Farm, Solar + BESS, Fuel Cells, and Geothermal. Additionally, it utilises direct-to-chip liquid & immersion for cooling the infrastructure. It aims to target a PUE of 1.3. The facility will utilize geothermal microgrid technology to further reduce the project’s carbon footprint and achieve true net-zero emissions. Construction works are expected to be completed in the fourth quarter of 2027. | 33.1384 | -95.6011 | The project involves the construction of a 25,285m2 1,200MW data center in Sulphur Springs, Texas, the US. The US$7,480 million project includes the following: 1. Construction of server rooms with racks 2. Construction of two meet-me rooms 3. Construction of office space 4. Construction of storage facilities 5. Construction of parking facilities 6. Installation of power and cooling systems 7. Installation of safety and security systems | Artificial Intelligence; Green data center; Heating, ventilation and air conditioning (HVAC); Hyperscale Data Center; Tier 3 Data Center |  |  | April 2026 - Planning activities are underway. August 2025 - Planning activities are underway. July 2024 - MSB Global announced plans to build a data center campus in Sulphur Springs. | No Major Development | 0 | Not Funded / Unconfirmed | Private | MSB Global Services
563138 | 563138 | 2026-04-08 14:49 | Prologis – Shelbyville Data Center – Indiana | Prologis – Shelbyville Data Center – Indiana | https://construction.globaldata.com/Projects/Overview/563138 | Planning | Parent | 2000 | 2025 Q4 | 2027 Q2 | 2031 Q4 | North America | United States | Indiana | Shelbyville | Interstate 74 and State Road 44 |  | Commercial & Leisure | Data Center | Data Center |  | Medium | New | Onshore | Prologis is planning to build a data center near Interstate 74 and State Road 44 just east of Shelbyville, Indiana, the US. The project involves the construction of a 13-building data center campus on 173.6ha of land. It includes the construction of data halls, server rooms, a substation and the installation of generators and uninterruptible power supply (UPS) units, cooling systems and safety and security systems. The facility will be powered by the two Duke Energy transmission lines running through the site and will use a closed-loop cooling system for cooling. Banning Engineering has been appointed as the civil engineer. | 39.5214 | -85.7769 | The project involves the construction of a 13-building data center campus on 173.6ha of land in Shelbyville, Indiana, the US. The US$2,000 million project includes the following: 1. Construction of data halls 2. Construction of server rooms 3. Construction of a substation 4. Installation of generators and uninterruptible power supply (UPS) units 5. Installation of the cooling system 6. Installation of safety and security systems | Heating, ventilation and air conditioning (HVAC) |  |  | April 2026 - Annexation and zoning approvals received from the Shelbyville City Council. January 2026 - Planning activities are underway. Q4 2025 - Prologis announced plans to build a data center. | Major Authority Clearance Received | 3 | Not Funded / Unconfirmed | Private | Prologis Inc |  |  | BANNING ENGINEERING, PC
551208 | 551208 | 2026-04-08 14:43 | Phoenix Investors – Project Maize Data Center – Indiana | Phoenix Investors – Project Maize Data Center – Indiana | https://construction.globaldata.com/Projects/Overview/551208 | Execution | Parent | 800 | 2025 Q1 | 2026 Q1 | 2028 Q4 | North America | United States | Indiana | Michigan City | 402 Royal Rd | 46360 | Commercial & Leisure | Data Center | Data Center |  |  | Redevelopment | Onshore | Phoenix Investors is planning to redevelop a vacant building into a colocation data center at 402 Royal Road in Indiana, the US. The project involves the construction of a 37,161m2 data center. It includes the construction of a server room, an office space, an administrative building, parking facilities, and the installation of safety and security systems. The facility will be operational only on grid power. There will be no temporary power generation on site other than back-up emergency generators. It utilises air-cooled chillers as a cooling source. Phoenix Construction is the general contractor, and WSP USA is the architect. In November 2025, the project received building permits from Michigan City Department of Planning and Inspections. | 41.7135 | -86.8428 | The project involves the construction of a 37,161m2 data center in Michigan City, Indiana, the US. The US$800 million project includes the following: 1. Construction of a server room 2. Construction of an office space 3. Construction of an administrative building 4. Construction of parking facilities 5. Installation of safety and security systems | Colocation Data Center; Heating, ventilation and air conditioning (HVAC) |  |  | April 2026 - Construction activities are underway. November 2025 - The project has received building permit from Michigan City Department of Planning and Inspections. September 2025 - The Michigan City Common Council approved four resolutions related to Project Maize. March 2025 - Phoenix has submitted the planning applications to the city council. January 2025 - Phoenix Investors announced plans to redevelop a vacant building into a data center in Michigan City. | Project work on Schedule | 1 | Not Funded / Unconfirmed | Private | Phoenix Investors LLC | Phoenix Construction LLC | WSP USA Inc
540263 | 540263 | 2026-04-08 14:37 | Agritech Haven Int – Blindman Modular Data Center – Alberta | Agritech Haven Int – Blindman Modular Data Center – Alberta | https://construction.globaldata.com/Projects/Overview/540263 | Execution | Parent | 80 | 2025 Q1 | 2026 Q1 | 2026 Q4 | North America | Canada | Alberta | Red Deer |  |  | Commercial & Leisure | Data Center | Data Center |  |  | New | Onshore | Agritech Haven International Inc (AHI) is planning to build a modular data center in Blindman Industrial Park, Red Deer, Alberta, Canada. The site is located between the Canadian cities of Calgary and Edmonton. The project involves the construction of a 1,003m2 data center on 48.5ha of land. It includes data halls, a 464m2 administrative building, a substation, conference rooms, break rooms, meet-me rooms, server rooms and parking spaces, and the installation of racks and safety and security systems. The facility is committed to operating from an on-site heat and power plant. It is equipped with reliable uninterruptible power supply (UPS) units and diesel generators for backup power systems. It also features a waterless cooling system, ensuring optimal performance and efficiency with maximum reliability. Chandos Construction is the general contractor. In July 2025, AHI submitted a planning application to the Red Deer City Council and secured approvals in October 2025. | 51.0739 | -114.0418 | The project involves the construction of a 1,003m2 data center on 48.5ha of land in Blindman Industrial Park, Red Deer, Alberta, Canada. The US$80 million project includes the following: 1. Construction of data halls 2. Construction of a 464m2 administrative building 3. Construction of conference rooms 4. Construction of break rooms 5. Construction of server rooms 6. Construction of a substation 7. Construction of meet-me rooms 8. Construction of parking spaces 9. Installation of UPS/generators 10. Installation of racks 11. Installation of safety and security systems | Emergency power/Backup power; Heating, ventilation and air conditioning (HVAC); Modular data center |  |  | April 2026 - Construction activities are underway. October 2025 - AHI secured planning approvals from the Red Deer City Council. July 2025 - AHI submitted a planning application to the Red Deer City Council. Q1 2025 - AHI announced plans to build a data center in Canada. | Project work on Schedule | 1 | Not Funded / Unconfirmed | Private | Agritech Haven International Inc | Chandos Construction Ltd
537608 | 537608 | 2026-04-08 14:34 | WRV Nurseries – South Brunswick Data Center – New Jersey | WRV Nurseries – South Brunswick Data Center – New Jersey | https://construction.globaldata.com/Projects/Overview/537608 | Execution | Parent | 90 | 2024 Q4 | 2025 Q3 | 2027 Q2 | North America | United States | New Jersey |  | Route 1 |  | Commercial & Leisure | Data Center | Data Center |  |  | Redevelopment | Onshore | WRV Nurseries South Brunswick Owner, LLC is undertaking the construction of a colocation data center in South Brunswick, New Jersey, the US. The project involves the redevelopment of a 31,705m2 data center on 57.8ha of land. It includes the construction of data halls, meet-me rooms, server rooms, a substation, a parking facility and the installation of generators and uninterruptible power supply (UPS) units, cooling systems and safety and security systems. It is equipped with reliable uninterruptible power supply (UPS) units and 20 diesel generators for backup power systems. It also features an advanced cooling system, ensuring optimal performance and efficiency with maximum reliability. | 40.3819 | -74.5318 | The project involved the redevelopment of a 31,705m2 data center on 57.8ha of land on Route 1 in South Brunswick, New Jersey, the US. The US$90 million project includes the following: 1. Construction of data halls 2. Construction of meet-me rooms 3. Construction of server rooms 4. Construction of a substation 5. Construction of a parking facility 6. Installation of generators and uninterruptible power supply (UPS) units 7. Installation of the cooling system 8. Installation of safety and security systems | Colocation Data Center; Heating, ventilation and air conditioning (HVAC) |  |  | April 2026 - Construction activities are underway. October 2025 - Construction activities are underway. May 2025 - The South Brunswick municipality has approved the plan. March 2025 - WRV Nurseries South Brunswick Owner, LLC has applied for preliminary site plan approval to construct the data center for South Brunswick Township. Q4 2024 - WRV Nurseries South Brunswick Owner, LLC, announced plans to build a data center in South Brunswick. | Project work on Schedule | 1 | Not Funded / Unconfirmed | Private | WRV Nurseries South Brunswick LLC | Structure Tone International Ltd.
540495 | 525533 | 2026-04-08 14:34 | Sify Tech – Rushikonda AI Edge Data Center – Andhra Pradesh | Sify Tech – Visakhapatnam AI Edge Data Center Program – Andhra Pradesh | https://construction.globaldata.com/Projects/Overview/540495 | Execution | Parent | 169 | 2024 Q3 | 2025 Q4 | 2028 Q4 | Asia-Pacific | India | Andhra Pradesh | Visakhapatnam | Madhurawada IT Park |  | Commercial & Leisure | Data Center | Data Center |  |  | New | Onshore | Sify Infinit Spaces Limited a subsidiary of (Sify Technologies Limited) is undertaking the construction of an AI-edged data center at Rushikonda Madhurawada IT Park, Visakhapatnam, Andhra Pradesh, India The project involves the construction of a 50MW AI-powered edge data center on 1.4ha of land. It includes the construction of an open cable landing station, data halls, meet-me rooms, a server room, a substation, a parking facility and the Installation of generators, cooling system, safety and security systems. The project is designed with two phases, and operations for the first phase are set to begin in 2027, Once complete, the 50MW data center will be interconnected through the optical ground wire (OPGW) substation and connected by two fiber networks. It will create 1,000 jobs during its construction and operational phases. The project will boost India's digital and AI capabilities, improve Southeast Asian connectivity, and establish the city as a major global digital hub. | 17.7378 | 82.9329 | The project involves the construction of a 50MW AI-powered edge data center on 1.4ha of land in Andhra Pradesh, India. The US$169 million project includes the following: 1. Construction of an open cable landing station 2. Construction of data halls 3. Construction of meet-me rooms 4. Construction of a server room 5. Construction of a substation 6. Construction of a parking facility 7. Installation of generators 8. Installation of cooling system 9. Installation of safety and security systems | Edge Data Center; Heating, ventilation and air conditioning (HVAC) |  |  | April 2026 - Construction works are underway. October 2025 - A foundation stone laying ceremony was held July 2024 - Sify Tech announced plans to construct a data center in Visakhapatnam. | Project work on Schedule | 1 | Not Funded / Unconfirmed | Private | Sify Technologies Limited
525533 | 525533 | 2026-04-08 14:24 | Sify Tech – Visakhapatnam AI Edge Data Center Program – Andhra Pradesh | Sify Tech – Visakhapatnam AI Edge Data Center Program – Andhra Pradesh | https://construction.globaldata.com/Projects/Overview/525533 | Execution | Program | 1900 | 2024 Q2 | 2025 Q4 | 2030 Q4 | Asia-Pacific | India | Andhra Pradesh | Visakhapatnam |  |  | Commercial & Leisure | Data Center | Data Center |  |  | New | Onshore | Sify Technologies is undertaking the construction of an AI-edge data center in Visakhapatnam, Andhra Pradesh, India. The program involves the construction of a data center with a consumption capacity of 550MW. It includes the construction of data halls, server rooms, an administrative space, and the installation of equipment, safety and security systems. The program includes the development of multiple projects. The first project is a 50MW Edge data center on 1.45ha of land with an investment value of US$169 million and will be developed in two phases. Once complete, the 50MW data center will be interconnected through the optical ground wire (OPGW) substation and connected by two fiber networks. In July 2025, Sify Technologies secured approval from the Andhra Pradesh State Investment Promotion Board (SIPB) to develop a 550MW data center in Visakhapatnam. | 17.8053 | 83.2828 | The program involves the construction of a data center with a consumption capacity of 550MW in Visakhapatnam, Andhra Pradesh, India. The US$1,900 million program includes the following: 1. Construction of data halls 2. Construction of server rooms 3. Construction of an administrative space 4. Installation of equipment 5. Installation of safety and security systems | Edge Data Center; Heating, ventilation and air conditioning (HVAC) | [5 empty] | Not Funded / Unconfirmed | Private | Sify Technologies Limited
438437 | 438437 | 2026-04-08 13:59 | Harrison Street RE/ PowerHouse – PowerHouse 95 Data Center Campus – Virginia | Harrison Street RE/ PowerHouse – PowerHouse 95 Data Center Campus – Virginia | https://construction.globaldata.com/Projects/Overview/438437 | Execution | Parent | 1600 | 2023 Q2 | 2024 Q3 | 2027 Q4 | North America | United States | Virginia |  | along the I-95 corridor in Spotsylvania County |  | Commercial & Leisure | Data Center | Data Center |  |  | New | Onshore | PowerHouse Data Centers (PowerHouse) in partnership with Harrison Street Asset Management is undertaking the construction of a hyperscale data center campus in Spotsylvania County, Virginia, the US. The project involves the construction of a 334,450m2 data center campus with 900MW utility power on 92ha of land. It includes the construction of three 300MW substations, 10 two-story buildings on a total of 325,160 m2 area and server rooms, and the installation of mechanical and electrical equipment, elevator, and safety and security systems. The project will be developed in six phases. The first phase includes the development of the first 150MW substation. The second phase includes the development of three data center buildings. DPR Construction Inc and E.E. Reed Construction LP has been appointed as the main contractors. Construction works are scheduled to be completed in the fourth quarter of 2027. | 36.878 | -77.4086 | The project involves the construction of a 334,450m2 data center campus with 900MW utility power on 92ha of land along the I-95 corridor in Spotsylvania County, Virginia, the US. The US$1,600 million project includes the following: 1. Construction of three 300MW substations 2. Construction of 10 two-story buildings 3. Construction of data halls 4. Installation of mechanical and electrical equipment 5. Installation of elevator 6. Installation of safety and security systems | Elevator; Heating, ventilation and air conditioning (HVAC); Hyperscale Data Center |  |  | April 2026 - Construction works are underway. March 2026 - Topping out ceremony held for the first data center building. February 2026 - PowerHouse has filed for a permit with the Norfolk District of the US Army Corps of Engineers for the second phase. October 2025 - Construction works are underway. June 2025 - Construction works are underway. August 2024 - Construction works are underway. July 2024 - Construction works were commenced. January 2024 - Planning activities are underway. Q2 2023 - PowerHouse announced plans to build a data center campus in Spotsylvania County, Virginia. | Project work on Schedule | 1 | Not Funded / Unconfirmed | Private | Harrison Street Real Estate Capital LLC;PowerHouse Data Centers | DPR Construction Inc;E.E. Reed Construction LP
538197 | 538197 | 2026-04-08 13:58 | Hyperco – Pyhajoki Data Center – Northern Ostrobothnia | Hyperco – Pyhajoki Data Center – Northern Ostrobothnia | https://construction.globaldata.com/Projects/Overview/538197 | Planning | Parent | 2300 | 2024 Q1 | 2027 Q1 | 2028 Q4 | Europe | Finland | Northern Ostrobothnia |  |  | 86100 | Commercial & Leisure | Data Center | Data Center |  | Low | New | Onshore | Hyperco Oy is planning to undertake the construction of a colocation data center in Pyhäjoki, Northern Ostrobothnia, Finland. The project involves the construction of a 300,000m2 data center on 130ha of land. It includes data halls, a substation, conference rooms, break rooms, meet-me rooms, server rooms and parking spaces, and the installation of racks and safety and security systems. The facility is committed to operating on 100% renewable energy. It is equipped with reliable uninterruptible power supply (UPS) units and diesel generators for backup power systems. It also features an advanced cooling system, ensuring optimal performance and efficiency with maximum reliability. | 64.4651 | 24.2593 | The project involves the construction of a 300,000m2 data center on 130ha of land in Pyhäjoki, Northern Ostrobothnia, Finland. The US$2,300 million project includes the following: 1. Construction of data halls 2. Construction of conference rooms 3. Construction of break rooms 4. Construction of server rooms 5. Construction of a substation 6. Construction of meet-me rooms 7. Construction of parking spaces 8. Installation of UPS/generators 9. Installation of racks 10. Installation of safety and security systems | Colocation Data Center; District Heating/Cooling System; Green data center; Heating, ventilation and air conditioning (HVAC) |  |  | April 2026 - Planning activities are underway. September 2025 - Planning activities are underway. June 2025 - Hyperco Oy signed an agreement with the municipality of Pyhäjoki and acquired the land for the development. November 2024 - A preliminary agreement was made for the acquisition of land. Q1 2024 - Hyperco announced plans to build a data center in Finland. | No Major Development | 0 | Not Funded / Unconfirmed | Private | Hyperco Oy
538616 | 538616 | 2026-04-08 11:52 | EdgeConneX/ Stockland – MPark Stage 2 Data Center – New South Wales | EdgeConneX/ Stockland – MPark Stage 2 Data Center – New South Wales | https://construction.globaldata.com/Projects/Overview/538616 | Planning | Parent | 130 | 2023 Q1 | 2027 Q1 | 2030 Q4 | Asia-Pacific | Australia | New South Wales | Sydney | MPark Stage 2 |  | Commercial & Leisure | Data Center | Data Center |  | Medium | New | Onshore | EdgeConneX and Stockland are planning to undertake the construction of a data center at MPark Stage 2 in Sydney, New South Wales, Australia. The project involves the construction of a data center with a consumption capacity of 100MW. It includes the construction of data halls, meet-me rooms, server rooms, a substation, a parking facility and the installation of generators and uninterruptible power supply (UPS) units, cooling systems and safety and security systems. In August 2025, Stockland announced that it had formed a 50:50 joint venture with EdgeConneX to develop, own, and operate a data center portfolio. It is equipped with reliable uninterruptible power supply (UPS) units and generators for backup power systems. It utilizes an advanced cooling system, ensuring optimal performance and efficiency with maximum reliability. Construction is expected to begin in 2027. | -33.8678 | 151.2073 | The project involves the construction of a data center with a consumption capacity of 100MW at MPark Stage 2 in Sydney, New South Wales, Australia. The US$130 million project includes the following: 1. Construction of data halls 2. Construction of meet-me rooms 3. Construction of server rooms 4. Construction of a substation 5. Construction of a parking facility 6. Installation of generators and uninterruptible power supply (UPS) units 7. Installation of the cooling system 8. Installation of safety and security systems | District Heating/Cooling System; Heating, ventilation and air conditioning (HVAC) |  |  | April 2026 - Planning activities are underway. September 2025 - Planning activities are underway. July 2025 - The project has received power and zoning approval. Q1 2025 - EdgeConneX and Stockland announced plans to build a data center in at MPark Stage 2 in New South Wales. | No Major Development | 0 | Not Funded / Unconfirmed | Private | EdgeConneX Inc;Stockland Corp Ltd
538734 | 538734 | 2026-04-08 11:51 | UDCS – Toronto Data Center Park Program – Ontario | UDCS – Toronto Data Center Park Program – Ontario | https://construction.globaldata.com/Projects/Overview/538734 | Execution | Program | 900 | 2016 Q4 | 2017 Q1 | 2029 Q4 | North America | Canada | Ontario | Toronto | Richmond Hill |  | Commercial & Leisure | Data Center | Data Center |  |  | New | Onshore | Urbacon Data Centre Solutions (UDCS) is undertaking the construction of a data center in Richmond Hill, Ontario, Canada. The program involves the construction of a data center with a consumption capacity of 150MW. It includes the construction of data halls, meet-me rooms, server rooms, a substation, a parking facility and the installation of generators and uninterruptible power supply (UPS) units, cooling systems and safety and security systems. The program is being developed in phases. Toronto DC1 involves the construction of a 10,962m2 data center with 10MW of consumption capacity. Construction was completed in August 2017. Toronto DC2 involves the construction of a 9,755m2 data center with 12MW of consumption capacity. Construction commenced in April 2018 and was completed in October 2020. Toronto DC3 involves the construction of a 10,312m2 data center with 18MW of consumption capacity. Construction activities commenced in May 2021 and were completed in February 2023. Toronto DC4 involves the construction of an 18,859m2 data center with 36MW of consumption capacity. The facility will support 125+ kW power densities per rack. It will be equipped with reliable uninterruptible power supply (UPS) units and generators for backup power systems with N+1/2N redundancy and it also features an advanced cooling system, ensuring optimal performance and efficiency with maximum reliability with N+1/2N redundancy. Toronto DC5 involves the construction of an 18,116m2 data center with 36MW of consumption capacity. The facility will support 125+ kW power densities per rack. It will be equipped with reliable uninterruptible power supply (UPS) units and generators for backup power systems with N+1 redundancy and it also features an advanced cooling system, ensuring optimal performance and efficiency with maximum reliability with N+1 redundancy. Toronto DC6 involves the construction of an 18,116m2 data center with 36MW of consumption capacity. The facility will support 125+ kW power densities per rack. It will be equipped with reliable uninterruptible power supply (UPS) units and generators for backup power systems with N+1 redundancy and it also features an advanced cooling system, ensuring optimal performance and efficiency with maximum reliability with N+1 redundancy. An in-house division of Urbacon is undertaking the construction activities. On September 5, 2025, the project secured US$233 million in funding to support the development of three data centers, DC4, DC5, and DC6. | 43.7001 | -79.4163 | The program involves the construction of a six-building data center park with a consumption of 150MW in Richmond Hill, Ontario, Canada. The US$900 million program includes the following: 1. Construction of data halls 2. Construction of meet-me rooms 3. Construction of server rooms 4. Construction of a substation 5. Construction of a parking facility 6. Installation of generators and uninterruptible power supply (UPS) units 7. Installation of the cooling system 8. Installation of safety and security systems | Heating, ventilation and air conditioning (HVAC) | [5 empty] | Not Funded / Unconfirmed | Private | Urbacon Data Centre Solutions | Urbacon Montreal Limited
537995 | 537995 | 2026-04-08 11:51 | GreenScale DC – Letterkenny Technology Park Data Center – Ulster | GreenScale DC – Letterkenny Technology Park Data Center – Ulster | https://construction.globaldata.com/Projects/Overview/537995 | Planning | Parent | 640 | 2024 Q1 | 2027 Q1 | 2028 Q4 | Europe | Ireland | Ulster | Letterkenny | Letterkenny Technology Park |  | Commercial & Leisure | Data Center | Data Center |  | Low | New | Onshore | GreenScale Data Centres Ltd, a subsidiary of Digital Transformation Capital Partners (DTCP), is planning to undertake the construction of a colocation data center within the Letterkenny Technology Park in Donegal County, Ulster, Ireland. The project involves the construction of a data center with a consumption capacity of 100MW. It includes data halls, a substation, conference rooms, break rooms, meet-me rooms, server rooms and parking spaces, and the installation of racks and safety and security systems. The facility is committed to operating on renewable energy. It utilizes an advanced cooling system. It is equipped with reliable uninterruptible power supply (UPS) units and diesel generators for backup power. | 54.9879 | -7.8186 | The project involves the construction of a data center with a consumption capacity of 100MW at the Letterkenny Technology Park in Donegal County, Ulster, Ireland. The US$640 million project includes the following: 1. Construction of data halls 2. Construction of conference rooms 3. Construction of break rooms 4. Construction of server rooms 5. Construction of a substation 6. Construction of meet-me rooms 7. Construction of parking spaces 8. Installation of UPS/generators 9. Installation of racks 10. Installation of safety and security systems | Build to suit; Colocation Data Center; Green data center; Heating, ventilation and air conditioning (HVAC) |  |  | April 08, 2026 - We have not been able to obtain further updates on this project. We have retained the same project stage and amended the key dates accordingly. We will update the profile as soon as we obtain any new information. September 2025 - Planning activities are underway. June 2025 - Planning activities are underway. October 2024 - Planning activities are underway. Q1 2024 - GreenScale announced plans to build a data center in Ireland. | Information Unavailable |  | Not Funded / Unconfirmed | Private | GreenScale Data Centres Ltd
358450 | 358450 | 2026-04-08 11:50 | Infracrowd Cap/ Trungnam Grp – Da Nang IT Park Data Center – Da Nang | Infracrowd Cap/ Trungnam Grp – Da Nang IT Park Data Center – Da Nang | https://construction.globaldata.com/Projects/Overview/358450 | Planning | Parent | 100 | 2021 Q3 | Awaiting Confirmation |  | Asia-Pacific | Vietnam | Da Nang | Da Nang | Da Nang IT Park, Hoa Vang District, Hoa Lien Commune. | 550000 | Commercial & Leisure | Data Center | Data Center |  | Low | New | Onshore | Trungnam Group (TG) and Infracrowd Capital (IC) are planning the construction of a data center in Da Nang IT Park, Vietnam. The project involves the construction of a data center with a capacity of 40MW. It includes the construction of accessory buildings, electric distribution rooms, substations, server rooms, administrative space, and parking facilities, the installation of related machinery and equipment, and safety and security systems. In November 2021, TG and IC signed a Memorandum of Understanding (MoU) with Nang IT Park Development Joint Stock Company to develop the project. | 16.0723 | 108.0869 | The project involves the construction of a data center with a capacity of 40MW in Da Nang IT Park, Hoa Lien Commune, Hoa Vang District, Vietnam. The US$100 million project includes the following: 1. Construction of accessory buildings 2. Construction of electric distribution rooms 3. Construction of a substation 4. Construction of server rooms 5. Construction of an administrative space 6. Construction of parking facilities 7. Installation of related machinery and equipment 8. Installation of safety and security systems | Heating, ventilation and air conditioning (HVAC); Tier 3 Data Center | A data center is proposed for construction in Da Nang IT Park, Hoa Lien Commune. It intends to make Da Nang IT Park the center of management, storage, and distribution, and meet the needs of data exchange and exploitation of the organization. It is the process of developing and attracting investment at the Danang IT Park, aiming to invest in forming an important information technology park. |  | April 08, 2026 - We have not been able to obtain further updates on this project. We have retained the same project stage and amended the key dates accordingly. We will update the profile as soon as we obtain any new information. September 09, 2025 - We have not been able to obtain further updates on this project. We have retained the same project stage and amended the key dates accordingly. We will update the profile as soon as we obtain any new information. January 2025 - Planning activities are underway. March 2024 - Planning activities are underway. September 2023 - Planning activities are underway. December 2022 - Planning activities are underway. March 2022 - Planning activities are underway. December 2021 - Planning activities are underway. November 24, 2021 - TG company and IC signed MOU with Da Nang IT Park Development Joint Stock Company. Q3 2021 - TG and IC announced plans to build a data center in Da Nang IT Park. | Information Unavailable |  | Not Funded / Unconfirmed | Private | Infracrowd Capital Pte Ltd;Trungnam Group
492251 | 492251 | 2026-04-08 11:49 | Digital Realty – Project Bunkhouse Data Center – Georgia | Digital Realty – Project Bunkhouse Data Center – Georgia | https://construction.globaldata.com/Projects/Overview/492251 | Planning | Parent | 19000 | 2024 Q1 | 2029 Q1 | 2035 Q4 | North America | United States | Georgia |  | Highway 113/Cartersville Highway |  | Commercial & Leisure | Data Center | Data Center |  | Low | New | Onshore | Digital Realty Trust Inc is planning to construct a hyperscale data center in Stilesboro, Bartow County, Georgia, the US. The site is near Taff Road, south of Highway 113/Cartersville Highway. The project includes the construction of a 798,966m2 data center with a consumption capacity of 1,800MW on 348ha of land. It includes the construction of server rooms, an office space, meeting rooms, substations, an electrical substation, and a parking facility, and the installation of safety and security systems. Kimley-Horn has been appointed as the engineering consultant. In March 2025, Kimley-Horn submitted the planning application to the Georgia Department of State Affairs. On December 19, 2025, Georgia Power’s USD$16 billion grid expansion plan was approved. Construction works are scheduled to be completed by 2035. | 34.102 | -84.9155 | The project includes the construction of a 798,966m2 data center with a consumption capacity of 1,800MW on 348ha of land south of Highway 113/Cartersville Highway in Stilesboro, Bartow County, Georgia, the US. The US$19,000 million project includes the following: 1. Construction of server rooms 2. Construction of an office space 3. Construction of meeting rooms 4. Construction of substations 5. Construction of a parking facility 6. Construction of an electrical substation 7. Installation of safety and security systems | Heating, ventilation and air conditioning (HVAC); Hyperscale Data Center |  |  | April 2026 - The project is awaiting planning approval. December 2025 - The project is awaiting planning approval. August 2025 - The project is in the process of awaiting approval. March 2025 - Kimley-Horn has submitted the planning application to the Georgia Department of State Affairs. Q1 2024 - A private developer announced plans to construct a data center in Bartow County. | No Major Development | 0 | Not Funded / Unconfirmed | Private | Digital Realty Trust Inc |  |  | Kimley-Horn and Associates Inc
444627 | 444627 | 2026-04-08 11:48 | MOTIE South Korea – Jeollanam Data Center Campus – Jeollanam-do | MOTIE South Korea – Jeollanam Data Center Campus – Jeollanam-do | https://construction.globaldata.com/Projects/Overview/444627 | Planning | Parent | 7500 | 2023 Q2 | 2029 Q2 | 2037 Q4 | Asia-Pacific | South Korea | Jeollanam-do | Haenam | RE100 industrial site in Guseong district |  | Commercial & Leisure | Data Center | Data Center |  | Low | New | Onshore | New Industry and Distributed Energy Division, part of the Ministry of Trade and Industry, is planning to build a data center in the Salaseido area of Haenam, Jeollanam-do, South Korea. The project involves the construction of a 1,000MW data center campus comprising 25 buildings of 40MW each on 165ha of land. It will be developed in phases. The site can be expandable up to 3,000MW in future. The first phase includes the construction of five data center buildings and a capacity of 300MW substation, expected to be completed by 2027. The second phase includes the construction of five data center buildings and a substation is expected to be completed by 2032. The third phase includes the construction of eight data center buildings and is expected to be completed by 2037. | 34.5711 | 126.5989 | The project involves the construction of a 1,000MW data center campus on 165ha of land in the Salaseido area of Haenam, Jeollanam-do, South Korea. The US$7,500 million (KRW10,000,000 million) project includes the following: 1. Construction of 25, 40MW data center 2. Construction of five 300MW buildings 3. Construction of five data centers 4. Construction of eight facilities 5. Construction of parking facilities 6. Installation of equipment and safety systems | Heating, ventilation and air conditioning (HVAC) |  |  | April 2026 - Planning activities are underway. November 2025 - Planning activities are underway. August 28, 2025 - We have not been able to obtain further updates on this project. We have retained the same project stage and amended the key dates accordingly. We will update the profile as soon as we obtain any new information. January 2025 - Planning activities are underway. April 2024 - Planning activities are underway. Q2 2023 - New Industry and Distributed Energy Division is planning to construct a data center in Haenam. | No Major Development | 0 | Not Funded / Unconfirmed | Public | Ministry of Trade, Industry and Energy, South Korea
473122 | 473122 | 2026-04-08 06:11 | META – Richland Parish Data Center – Louisiana | META – Richland Parish Data Center – Louisiana | https://construction.globaldata.com/Projects/Overview/473122 | Execution | Parent | 27000 | 2024 Q1 | 2025 Q3 | 2030 Q4 | North America | United States | Louisiana |  | former Franklin Farm megasite | 71336 | Commercial & Leisure | Data Center | Data Center |  |  | New | Onshore | Meta Platforms Inc. is undertaking the construction of a hyperscale AI data center in Louisiana, the US. The project involves the construction of a 371,612m2 data center with a consumption capacity of 2,000MW on 910.5ha of land. It includes nine buildings, two substations, administration and IBOS buildings, as well as guard houses, six substations, an on-site and off-site water treatment facility, eight new 230kV transmission lines, and the installation of power generation and transmission infrastructure, outside plant fiber distribution and safety and security systems. The project will be powered by 100% clean and renewable energy from Entergy's three gas-fired turbines with a combined capacity of 2.3GW and 1,500MW of solar energy. It will utilise air cooling and direct liquid cooling (DLC) or immersion cooling systems for cooling. The facility is designed to use NVIDIA H100, H200, or GB200 GPUs. Turner Construction Co, DPR Construction Inc., and M.A. Mortenson Co. were appointed as contractors and Entergy Louisiana LLC as a power infrastructure contractor. Construction works are expected to be completed by 2030. | 32.0061 | -91.6554 | The project involves the construction of a 371,612m2 data center with a consumption capacity of 2,000MW on 910.5ha of land in Richland Parish, Louisiana, the US. The US$27,000 million project includes the following: 1. Construction of nine data halls 2. Construction of eight substations for onsite power 3. Construction of administration and IBOS buildings, as well as guard houses 4. Construction of onsite water treatment facility 5. Construction of an off-site wastewater treatment facility 6. Construction of eight new 230kV transmission lines 7. Installation of power generation 8. Installation of transmission infrastructure 9. Installation of outside plant 10. Installation of fiber distribution 11. Installation of safety and security systems | Heating, ventilation and air conditioning (HVAC); Hyperscale Data Center |  |  | April 2026 - Construction activities are underway. February 2026 - Initial construction work is underway on the first phase. August 2025 - Construction activities are underway. December 2024 - Pre-construction activities are underway. Q1 2024 - Meta and Entergy Louisiana LLC announced plans to build a data center in Richland Parish. | Project work on Schedule | 1 | Not Funded / Unconfirmed | Private | Meta Platforms Inc | DPR Construction Inc;M. A. Mortenson Co;Turner Construction Co
562578 | 562578 | 2026-04-08 06:02 | Overwatch Capital/ Townsite Solar 2 – Boulder City Data Center – Nevada | Overwatch Capital/ Townsite Solar 2 – Boulder City Data Center – Nevada | https://construction.globaldata.com/Projects/Overview/562578 | Planning | Parent | 300 | 2025 Q4 | 2026 Q4 | 2029 Q3 | North America | United States | Nevada | Boulder City |  |  | Commercial & Leisure | Data Center | Data Center |  | Medium | New | Onshore | Townsite Solar 2 LLC and Overwatch Capital is planning to undertake the construction of an AI hyperscale data center west of US Highway 95 and South of I-11 in Boulder, Nevada, the US. The project involves the construction of six data center buildings with a consumption capacity of 170MW. It includes the construction of data halls, server rooms, an administrative space, and the installation of generators, cooling systems, and safety and security systems. The facility is willing to use treated affluent or air cooling to protect the city’s water resources. The project will acquire power on the open market through the Mead substation, and it will use biodiesel backup generators. The facility is co-located with a solar farm (55MW) and a large-scale battery storage system (up to 167MW). Construction is scheduled to commence in 2026, with the first phase expected to be completed by 2027. | 35.8437 | -115.2649 | The project involves the construction of six data center buildings with a consumption capacity of 170MW in Boulder, Nevada, the US. The US$300 million project includes the following: 1. Construction of data halls 2. Construction of server rooms 3. Construction of an administrative space 4. Installation of generators 5. Installation of cooling systems 6. Installation of safety and security systems | Hyperscale Data Center |  |  | April 2026 - Planning activities are underway. Q4 2025 - Townsite Solar 2 LLC announced plans for the construction of a data center in Boulder. | Project work on Schedule | 1 | Not Funded / Unconfirmed | Private | Overwatch Capital;Townsite Solar 2 LLC
562688 | 562688 | 2026-04-08 04:12 | Midwest Power Inv – Rochelle Data Center – Illinois | Midwest Power Inv – Rochelle Data Center – Illinois | https://construction.globaldata.com/Projects/Overview/562688 | Planning | Parent | 200 | 2025 Q3 | 2027 Q3 | 2030 Q4 | North America | United States | Illinois |  | north of Steward Road and south of the I-88. |  | Commercial & Leisure | Data Center | Data Center |  | Low | New | Onshore | Midwest Power Investors LLC is planning to construct a data center north of Steward Road, in Rochelle, northern Illinois, the US. The project involves the construction of a 27,871m2 data center with an initial capacity of 48MW on 50ha of land. It includes the construction of data halls, server rooms, an administrative office, and a substation. and the installation of generators and safety and security systems. The first phase includes the construction of a 48MW data center. The second and third phases could increase the capacity to 100MW and 150MW, respectively, in future, subject to finalisation of plans and additional approvals. The project will utilise a closed-loop water cooling system. | 41.8559 | -89.1937 | The project involves the construction of a 27,871m2 data center with an initial capacity of 48MW on 50ha of land in Rochelle, northern Illinois, the US. The US$200 million project includes the following: 1. Construction of data halls 2. Construction of server rooms 3. Construction of an administrative office 4. Construction of a substation 5. Installation of generators 6. Installation of safety and security systems | Heating, ventilation and air conditioning (HVAC) |  |  | April 2026 - Midwest Power is awaiting for planning approvals. March 2026 - The Rochelle City Council members have postponed their decision to approve the project. November 2025 - The Rochelle City Council conducted public consultations on the project plans. August 2025 - Midwest Power Investors LLC announced plans to construct a data center in Rochelle. | Project Awaiting Approvals | 0 | Not Funded / Unconfirmed | Private | Midwest Power Investors LLC
491179 | 491179 | 2026-04-07 18:57 | Stack Infra – NVA02 Data Center Campus Expansion – Virginia | Stack Infra – NVA02 Data Center Campus Expansion – Virginia | https://construction.globaldata.com/Projects/Overview/491179 | Planning | Parent | 250 | 2022 Q2 | 2026 Q4 | 2029 Q2 | North America | United States | Virginia |  | along Nokesville Road, Prince William County | 20181 | Commercial & Leisure | Data Center | Data Center |  | Low | Expansion | Onshore | Stack Infrastructure is planning to expand the data center campus along Nokesville Road in the Bristow district, Virginia, the US. The project involves the expansion of a 50,168m2 data center on 23.47ha of land. It includes the construction of an administrative space, meeting rooms, server rooms, control rooms, storage rooms, and the installation of equipment, safety and security systems. The campus features committed power from Northern Virginia Electric Cooperative (NOVEC). NVA02 Campus expansion is a part of STACK's broader expansion in Northern Virginia, aiming to provide scalable and sustainable data center solutions to meet growing demand. | 38.6924 | -77.5769 | The project involves the expansion of a 50,168m2 data center on 23.47ha of land in Virginia, the US. The US$250 million project includes the following: 1. Construction of an administrative space 2. Construction of meeting rooms 3. Construction of server rooms 4. Construction of control rooms 5. Construction of storage rooms 6. Installation of equipment 7. Installation of safety and security systems | Colocation Data Center; Green data center |  |  | April 07, 2026 - We have not been able to obtain further updates on this project. We have retained the same project stage and amended the key dates accordingly. We will update the profile as soon as we obtain any new information. Q4 2025 - Prince William County rejected the rezoning application filed by Stack Infrastructure March 2025 - Planning activities are underway. September 2024 - Planning activities are underway. December 2023 - Planning activities are underway. Q2 2022 - Stack Infra announced plans to expand NVA02 campus in Gainesville. | Information Unavailable |  | Not Funded / Unconfirmed | Private | Stack Infrastructure
369098 | 369098 | 2026-04-07 18:52 | Stack Infra – Manassas Data Center Complex – Virginia | Stack Infra – Manassas Data Center Complex – Virginia | https://construction.globaldata.com/Projects/Overview/369098 | Planning | Parent | 150 | 2022 Q1 | Awaiting Confirmation |  | North America | United States | Virginia | Manassas | intersection of Wellington Road and Freedom Center Boulevard. | 20109 | Commercial & Leisure | Data Center | Data Center |  | Low | New | Onshore | Stack Infrastructure (SI) is planning to construct a data center at the intersection of Wellington Road and Freedom Center Boulevard in Manassas, Prince William County, Virginia, the US. The project includes the construction of 55,927m2, two data center buildings on 14ha of land. It involves the construction of administrative space, network management centers, server rooms, a cafeteria, and parking facilities, and the installation of safety and security systems. The facility will be the company’s third in Prince William County and fifth in Northern Virginia. | 38.7633 | -77.5158 | The project involves the construction of 55,927m2, two data center buildings on 14ha of land in Manassas, Prince William County, Virginia, the US. The US$150 million project includes the following: 1. Construction of administrative space 2. Construction of network management centers 3. Construction of server rooms 4. Construction of a cafeteria 5. Construction of parking facilities 6. Installation of safety and security systems | Heating, ventilation and air conditioning (HVAC) |  |  | April 07, 2026 - We have not been able to obtain further updates on this project. We have retained the same project stage and amended the key dates accordingly. We will update the profile as soon as we obtain any new information. March 02, 2026 - We have not been able to obtain further updates on this project. We have retained the same project stage and amended the key dates accordingly. We will update the profile as soon as we obtain any new information. August 29, 2025 - We have not been able to obtain further updates on this project. We have retained the same project stage and amended the key dates accordingly. We will update the profile as soon as we obtain any new information. December 30, 2024 - We have not been able to obtain further updates on this project. We have retained the same project stage and amended the key dates accordingly. We will update the profile as soon as we obtain any new information. February 2024 - Planning activities are underway. March 2023 - Planning activities are underway. April 2022 - Planning activities are underway. Q1 2022 - SI announced plans to construct data center campus in Manassas, Prince William County, Virginia. | Information Unavailable |  | Not Funded / Unconfirmed | Private | Stack Infrastructure
354814 | 354814 | 2026-04-07 18:02 | NTT – The Grove at Gainesville Data Center Campus – Virginia | NTT – The Grove at Gainesville Data Center Campus – Virginia | https://construction.globaldata.com/Projects/Overview/354814 | Execution | Parent | 1000 | 2021 Q1 | 2024 Q2 | 2029 Q4 | North America | United States | Virginia |  | 14210/14300 John Marshall Highway, north of Daves Store Lane | 20155 | Commercial & Leisure | Data Center | Data Center |  |  | New | Onshore | NTT Global Data Centers (NTT Global) is undertaking the construct of a hyperscale data center campus at 14210/14300 John Marshall Highway, north of Daves Store Lane, in Prince William County, Virginia, the US. The project is also known as "NTT VA10". The project involves the construction of a 185,806m2 data center campus comprising four, two-story buildings with a combined capacity of 336MW on 42ha of land. It includes the construction of data halls with racks, meeting rooms, office space, storage facilities and parking facilities, and the installation of power and cooling systems, safety and security systems. The project will provide 14,200 construction jobs and 630 permanent jobs. Upon completion, Amazon Web Services will be the tenant to occupy the data center. In June 2022, NTT Global purchased the land for US$257.4 million from Lerner Enterprises. Bowman Consulting Group Ltd has been appointed as a planner. | 38.7991 | -77.6155 | The project involves the construction of a 185,806m2 data center campus comprising four, two-story buildings with a combined capacity of 336MW on 42ha of land in Gainesville, Virginia, the US. The US$1,000 million project includes the following: 1. Construction of data halls 2. Construction of meeting rooms 3. Construction of office space 4. Construction of storage facilities 5. Construction of parking facilities 6. Installation of power and cooling systems 7. Installation of safety and security systems | Heating, ventilation and air conditioning (HVAC); Hyperscale Data Center |  |  | April 2026 - Construction works are underway. August 22, 2025 - We have not been able to obtain further updates on this project. We have retained the same project stage and amended the key dates accordingly. We will update the profile as soon as we obtain any new information. October 10, 2024 - We have not been able to obtain further updates on this project. We have retained the same project stage and amended the key dates accordingly. We will update the profile as soon as we obtain any new information. July 2024 - Construction works are underway on the first data center building. November 2023 - Planning activities are underway. June 2023 - NTT Global Data Centers filed an application for a joint Federal and State permit. June 2022 - Planning activities are underway. December 2021 - Prince William County supervisors approved a rezoning and special use permit for the project. July 21, 2021 - The Prince William County Planning Commission closed the public hearing and recommends deferral of Rezoning and Proffer Amendment. Q1 2021 - NTT Global Data Centers announced plans to construct a technology park in Gainesville. | Project work on Schedule | 1 | Not Funded / Unconfirmed | Private | NTT Global Data Centers Americas |  |  | Bowman Consulting Group Ltd
365913 | 365913 | 2026-04-07 17:49 | Stack Infra – NVAL2 Data Center Campus – Virginia | Stack Infra – NVAL2 Data Center Campus – Virginia | https://construction.globaldata.com/Projects/Overview/365913 | Pre-Design | Parent | 500 | 2022 Q1 | 2027 Q4 | 2030 Q1 | North America | United States | Virginia | Ashburn | 22285 Lockridge Road | 20166 | Commercial & Leisure | Data Center | Data Center |  | Low | New | Onshore | Stack Infrastructure (STACK) is planning to undertake a hyperscale data center campus at 22285 Lockridge Road in Sterling, Ashburn, Virginia, the US. The project involves the construction of a 92,903m2 data center campus with a consumption capacity of 216MW on 32.37ha of land. It includes the construction of three data center buildings, an administrative space, meeting rooms, server rooms, and parking facilities, and the installation of generators, cooling systems, and safety and security systems. It will be developed in phases. The project will be powered by 100% renewable energy provided by Dominion. | 39.0003 | -77.4609 | The project involves the construction of a 92,903m2, 216MW data center campus on 32.37ha of land in Ashburn, Virginia, the US. The US$500 million project includes the following: 1. Construction of three data center buildings 2. Construction of an administrative space 3. Construction of meeting rooms 4. Construction of server rooms 5. Construction of parking facilities 6. Installation of generators 7. Installation of cooling systems 8. Installation of safety and security systems | Build to suit; Heating, ventilation and air conditioning (HVAC); Hyperscale Data Center |  | https://www.stackinfra.com/locations/northern-virginia/?data_center=nval2 | April 2026 - Pre-design activities are underway. January 2026 - Pre-design activities are underway. November 2025 - The project received approvals. March 2025 - Planning activities are underway. July 2024 - Planning activities are underway. August 2023 - Planning activities are underway. March 2022 - Planning activities are underway. Q1 2022 - Stack announced plans to build a data center campus in Loudon County. | No Major Development | 0 | Not Funded / Unconfirmed | Private | Stack Infrastructure
562645 | 562645 | 2026-04-07 17:37 | True IDC – Eastern Economic Corridor Data Center – Rayong | True IDC – Eastern Economic Corridor Data Center – Rayong | https://construction.globaldata.com/Projects/Overview/562645 | Execution | Parent | 1000 | 2025 Q3 | 2026 Q2 | 2030 Q4 | Asia-Pacific | Thailand | Rayong | Rayong |  |  | Commercial & Leisure | Data Center | Data Center |  |  | New | Onshore | True Internet Data Center (True IDC) subsidary of Charoen Pokphand Group, is undertaking the construction of an AI hyperscale data center in the Eastern Economic Corridor (EEC), Thailand. The project involves the construction of a data center with a consumption capacity of 250MW. It includes the construction of data halls, server rooms, a substation and the installation of generators and uninterruptible power supply (UPS) units, cooling systems and safety and security systems. The project will be developed in phases. The first phase is scheduled to be operational by 2027. The project is one of several major projects approved under a Board of Investment (BOI) promotion totaling over US$2,347 million. | 12.6809 | 101.258 | The project involves the construction of a data center with a consumption capacity of 250MW in the Eastern Economic Corridor (EEC), Thailand. The US$1,000 million project includes the following: 1. Construction of data halls 2. Construction of server rooms 3. Construction of a substation 4. Installation of generators and uninterruptible power supply (UPS) units 5. Installation of the cooling system 6. Installation of safety and security systems | Heating, ventilation and air conditioning (HVAC); Hyperscale Data Center |  |  | April 2026 - A groundbreaking ceremony was held marking the start of construction. Q3 2025 - True Internet Data Center (True IDC) announced plans to build a data center in Rayong. | Construction Commenced | 4 | Not Funded / Unconfirmed | Private | True Internet Data Center Co., Ltd.
562863 | 562863 | 2026-04-07 17:33 | Landbridge / PowerBridge – Alpha Digital Data Center Campus – Texas | Landbridge / PowerBridge – Alpha Digital Data Center Campus – Texas | https://construction.globaldata.com/Projects/Overview/562863 | Planning | Parent | 4000 | 2025 Q4 | 2027 Q1 | 2031 Q4 | North America | United States | Texas |  | Near the Waha natural gas hub | 79730 | Commercial & Leisure | Data Center | Data Center |  | Medium | New | Onshore | LandBridge and PowerBridge are planning to build a data center campus near the Waha natural gas hub in Reeves County, Texas, the US. The project involves the construction of a data center campus with a consumption capacity of 2,000MW on 1,375.9ha of land. It includes the construction of data halls, server rooms, a substation and the installation of generators and uninterruptible power supply (UPS) units, cooling systems and safety and security systems. The facility will be powered by an on-site power generation facility, which is under development by PowerBridge. In April 2026, LandBridge Company LLC entered into a lease development agreement with PowerBridge LLC. Subject to ongoing regulatory processes and commercial discussions first power delivery date for the project is scheduled for 2027, and the full power capacity is scheduled for 2028. | 31.2679 | -103.085 | The project involves the construction of a data center campus with a consumption capacity of 2,000MW on 1,375.9ha of land in Reeves County, Texas, the US. The US$4,000 million project includes the following: 1. Construction of data halls 2. Construction of server rooms 3. Construction of a substation 4. Installation of generators and uninterruptible power supply (UPS) units 5. Installation of the cooling system 6. Installation of safety and security systems | Heating, ventilation and air conditioning (HVAC) |  |  | April 2026 - PowerBridge filed a planning application. Q4 2025 - LandBridge and PowerBridge announced plans to build a data center campus in Reeves County. | Major Authority Clearance Submitted | 1 | Not Funded / Unconfirmed | Private | Landbridge Partners LLC;PowerBridge LLC
480445 | 480445 | 2026-04-07 17:31 | Silver Cos/ Stack Infra – Fredericksburg Data Center Campus – Virginia | Silver Cos/ Stack Infra – Fredericksburg Data Center Campus – Virginia | https://construction.globaldata.com/Projects/Overview/480445 | Planning | Parent | 10000 | 2024 Q4 | 2028 Q4 | 2032 Q4 | North America | United States | Virginia | Fredericksburg | Celebrate Virginia area between Gordon W Shelton Boulevard and Hilton Drive, |  | Commercial & Leisure | Data Center | Data Center |  | Low | New | Onshore | Stack Infrastructure and Silver Companies are planning to construct a hyperscale data center campus between Gordon W Shelton Boulevard and Hilton Drive in Fredericksburg, Virginia, the US. The project involves the construction of a data center campus comprising 12 data centers. It includes the construction of an administrative space, meeting rooms, server rooms, control rooms, storage rooms, and parking spaces, and the installation of equipment, generators, cooling systems, and safety and security systems. The power for the facility will be provided by Dominion Energy. | 38.3206 | -77.5179 | The project involves the construction of a data center campus comprising 12 data centers between Gordon W Shelton Boulevard and Hilton Drive in Fredericksburg, Virginia, the US. The US$10,000 million project includes the following: 1. Construction of an administrative space 2. Construction of meeting rooms 3. Construction of server rooms 4. Construction of control rooms 5. Construction of storage rooms 6. Construction of parking spaces 7. Installation of equipment 8. Installation of generators 9. Installation of cooling systems 10. Installation of safety and security systems | Heating, ventilation and air conditioning (HVAC); Hyperscale Data Center |  |  | April 2026 - Planning activities are underway. January 16, 2026 - We have not been able to obtain further updates on this project. We have retained the same project stage and amended the key dates accordingly. We will update the profile as soon as we obtain any new information. March 2025 - Planning activities are underway. Q4 2024 - Stack Infra and Silver Companies announced plans to build a data center complex in Fredericksburg. | No Major Development | 0 | Not Funded / Unconfirmed | Private | Silver Companies;Stack Infrastructure
490824 | 490824 | 2026-04-07 17:24 | Stack Infra – Loudoun Hyperscale Data Center Campus – Virginia | Stack Infra – Loudoun Hyperscale Data Center Campus – Virginia | https://construction.globaldata.com/Projects/Overview/490824 | Planning | Parent | 325 | 2025 Q1 | 2026 Q4 | 2030 Q4 | North America | United States | Virginia | Ashburn | Evergreen Mills Road | 20148 | Commercial & Leisure | Data Center | Data Center |  | Low | New | Onshore | Stack Infrastructure is planning to construct a hyperscale data center campus in Ashburn, Loudoun County, Virginia, the US. The project involves the construction of a new 120,774m2, 144MW data center campus on 49.3ha of land. It includes the construction of two two-story buildings, each comprising 72MW, an on-site substation, server rooms, meeting rooms, an administrative space, and parking facilities, and the installation of safety and security systems. The facility has been committed to operating on 100% renewable energy and draws power from an on-site substation with N+1 redundancy generator/UPS, and it will utilize a closed-loop water cooling system. It will be equipped with N+1 345-ton air-cooled chillers. | 39.0204 | -77.5769 | The project involves the construction of a 120,774m2, 144MW data center campus on 49.3ha of land in Ashburn, Loudoun County, Virginia, the US. The US$325 million project includes the following: 1. Construction of two two-story buildings, each comprising 72MW 2. Construction of an on-site substation 3. Construction of server rooms 4. Construction of meeting rooms 5. Construction of an administrative space 6. Construction of parking facilities 7. Installation of safety and security systems | Heating, ventilation and air conditioning (HVAC); Hyperscale Data Center |  |  | April 2026 - Planning activities are underway. January 2026 - Planning activities are underway. July 2025 - Planning activities are underway. March 2025 - Planning activities are underway. February 2025 - Stack Infra announced plans to build a data center campus in Loudoun County. | No Major Development | 0 | Not Funded / Unconfirmed | Private | Stack Infrastructure
441490 | 441490 | 2026-04-07 17:08 | Stack Infra – NVA-06 Data Center – Virginia | Stack Infra – NVA-06 Data Center – Virginia | https://construction.globaldata.com/Projects/Overview/441490 | Execution | Parent | 180 | 2024 Q1 | 2025 Q2 | 2027 Q4 | North America | United States | Virginia | Leesburg | 19275 Compass Creek Pkwy | 20175 | Commercial & Leisure | Data Center | Data Center |  |  | New | Onshore | Stack Infrastructure (STACK) is undertaking the construction of a colocation data center campus in Leesburg, Virginia, the US. The project involves the construction of a 57,600m2, 72MW data center on 13ha of land. It includes the construction of two data center buildings with 48MW and 24MW each, an administrative space, meeting rooms, server rooms, and parking spaces, and the installation of equipment, generators, cooling systems, and safety and security systems. The first phase includes the construction of a 48MW data center, and the second phase includes a 24MW data center. The facility will utilize power supplied from Northern Virginia Electric Cooperative (NOVEC), and it will be equipped with an AI-ready cooling system. | 39.083 | -77.565 | The project involves the construction of a 57,600m2, 72MW data center on 13ha of land in Leesburg, Virginia, the US. The US$180 million project includes the following: 1. Construction of two data center buildings 2. Construction of an administrative space 3. Construction of meeting rooms 4. Construction of server rooms 5. Construction of parking spaces 6. Installation of generators 7. Installation of cooling systems 8. Installation of equipment 9. Installation of safety and security systems | Colocation Data Center; Heating, ventilation and air conditioning (HVAC) |  |  | April 2026 - Construction activities are underway. February 2026 - Construction works are underway. June 2025 - Construction commenced. September 2024 - Planning activities are underway. March 2024 - Planning activities are underway. Q1 2024 - Stack Infrastructure announced plans to construct a data center in Leesburg. | Project work on Schedule | 1 | Not Funded / Unconfirmed | Private | Stack Infrastructure
525203 | 525203 | 2026-04-07 17:05 | Deep Green – DC06 Data Center – Michigan | Deep Green – DC06 Data Center – Michigan | https://construction.globaldata.com/Projects/Overview/525203 | Cancelled | Parent | 120 | 2025 Q1 | Awaiting Confirmation | 2026 Q2 | North America | United States | Michigan | Lansing | 220 S Larch Street | 48933 | Commercial & Leisure | Data Center | Data Center |  |  | New | Onshore | Deep Green had plans to build a colocation data center off Kalamazoo Street in downtown Lansing, Michigan, the US. The project involved the construction of a 2,322m2 two-storey data center with a consumption capacity of 24MW on 1ha of land. It included the construction of data halls with 400 racks, server rooms, office space, parking spaces, and the installation of diesel generators and dry air coolers. The facility would draw 8MW of its power from the Board of Water and Light’s existing energy supply. The remaining 16MW would be generated through on-site fuel cells. The project will utilize a closed-loop glycol cooling system. The heat generated at the site will be supplied to the Board of Water & Light’s closed-loop hot water system that serves the downtown district. The data center will support innovation in university research, health care, government, banking, small business, and more. | 42.7321 | -84.5448 | The project involved the construction of a 2,322m2 two-storey data center with a consumption capacity of 24MW between Cedar and Larch streets in Lansing, Michigan, the US. The US$120 million project included the following: 1. Construction of data halls with 400 racks 2. Construction of server rooms 3. Construction of office space 4. Construction of parking spaces 4. Installation of diesel generators 5. Installation of dry air coolers | Colocation Data Center; Heating, ventilation and air conditioning (HVAC) |  |  | April 2026 - The project has been cancelled as the owner withdrawn its plans from the Lansing City Council. March 2026 - the Lansing Planning Commission recommend approval of a rezoning request for the data center. February 04, 2026 - A public consultation was held. January 15, 2026 - A public consultation was held. November 2025 - The Lansing Planning Commission delayed a vote on the conditional rezoning request. September 2025 - Planning activities are underway. Q1 2025 - Deep Green announced plans to build a data center in Lansing. | Project has been Cancelled | -5 | Not Funded / Unconfirmed | Private | Deep Green Technologies Ltd
563078 | 563078 | 2026-04-07 16:46 | Crusoe – 22151 Northwest Service Road Data Center – Missouri | Crusoe – 22151 Northwest Service Road Data Center – Missouri | https://construction.globaldata.com/Projects/Overview/563078 | Planning | Parent | 215 | 2025 Q4 | 2027 Q2 | 2028 Q4 | North America | United States | Missouri |  | 22151 Northwest Service Road | 63383 | Commercial & Leisure | Data Center | Data Center |  | Medium | Redevelopment | Onshore | Crusoe is planning to build a data center campus at 22151 NW Service Road in Warrenton, Missouri, the US. The project involves the construction of a 74,786m2 data center on 137.5ha of land. It includes the construction of data halls, server rooms, a 3,716m2 administration building, a substation,a switchyard and the installation of generators and uninterruptible power supply (UPS) units, cooling systems, and safety and security systems. The project will be developed in two phases. Phase I includes the construction of a 3,716m2 administrative building, and Phase II includes the construction of a 74,786m2 data center building. Phase I is scheduled to be completed by 2027, and Phase II is scheduled to be completed by 2028. The project will create 2,000 construction jobs and 100 permanent jobs. | 38.8265 | -91.1796 | The project involves the construction of a 74,786m2 data center campus on 137.5ha of land in Warrenton, Missouri, the US. The US$215 million project includes the following: 1. Construction of data halls 2. Construction of server rooms 3. Construction of a 3,716m2 administration building 4. Construction of a substation 5. Construction of a switchyard 6. Installation of generators and uninterruptible power supply (UPS) units 7. Installation of the cooling system 8. Installation of safety and security systems | Heating, ventilation and air conditioning (HVAC) |  |  | April 2026 - Planning activities are underway. January 2026 - The Warrenton Board of Aldermen approved a conditional use permit and site plan. Q4 2025 - Crusoe announced p[lans to build a data center in Warrenton, Missouri. | No Major Development | 0 | Not Funded / Unconfirmed | Private | Crusoe Energy Systems LLC
418051 | 418051 | 2026-04-07 16:05 | Sabey Data Center – Umatilla Data Center – Oregon | Sabey Data Center – Umatilla Data Center – Oregon | https://construction.globaldata.com/Projects/Overview/418051 | Planning | Parent | 520 | 2023 Q3 | 2027 Q1 | 2029 Q4 | North America | United States | Oregon |  |  |  | Commercial & Leisure | Data Center | Data Center |  | Low | New | Onshore | Sabey, Inc. (Sabey) is planning to undertake the construction of a colocation data center in Umatilla, Oregon, the US. The project involves the construction of a two-building 66,382m2 data center campus with a capacity of 120MW on 24ha of land. It includes the construction of server rooms, four data halls, a substation, an office space, parking spaces and the installation of generators and safety and security systems. The facility will be powered by Renewable hydro power from the McNary Dam and an on-site substation for consistent and reliable power. It will have a power usage effectiveness (PUE) of 1.3, and it will be equipped with a liquid-cooling system. The first 12 MW facility will be completed by 2027, and the entire project is scheduled for completion by 2029. | 45.9036 | -119.3808 | The project involves the construction of a two-building 66,382m2 data center campus with a capacity of 120MW on 24ha of land in Umatilla, Oregon, the US. The US$520 million project includes the following: 1. Construction of server rooms 2. Construction of four data halls 3. Construction of an office space 4. Construction of a substation 5. Construction of parking spaces 6. Installation of generators 7. Installation of safety and security systems | Colocation Data Center; Heating, ventilation and air conditioning (HVAC) |  |  | April 2026 - Planning activities are underway. October 2025 - The Sabey Data Centers has announced 120MW power availability for pre-leasing. August 2025 - Planning activiries are underway. November 2024 - Planning activities are underway. December 2023 - The project is in early stages of development. Q3 2023 - Sabey Data Center announced plans to build a data center in Umatilla. | No Major Development | 0 | Not Funded / Unconfirmed | Private | Sabey Data Center Properties LLC
418418 | 418418 | 2026-04-07 15:52 | Quality Tech – Project Cobra Data Center – South Carolina | Quality Tech – Project Cobra Data Center – South Carolina | https://construction.globaldata.com/Projects/Overview/418418 | Pre-Design | Parent | 1000 | 2023 Q2 | 2026 Q3 | 2028 Q4 | North America | United States | South Carolina |  | Mill Highway around Lake Wylie |  | Commercial & Leisure | Data Center | Data Center |  | Medium | New | Onshore | Quality Technology Services (Quality Tech) is planning to undertake the construction of a data center at Hands Mill Highway and Campbell Road in York County, South Carolina, the US. The project involves the construction of a nine-building data center campus in a 492,386m2 data center on 69ha of land. it It includes the construction of server rooms, an administrative space, network management centers, power substation and parking spaces, and the installation of safety and security systems. The project will be developed into three phases. The first phase will comprise four data center buildings, and the second and third phases will introduce five additional buildings. Once operational, Quality Tech will utilise carbon-free power and will use a closed-loop cooling system. QTS submitted a permit request for a power substation in February 2025, and was approved. In May 2025, county planning commission voted allow data centers height as 80 feet. | 35.0344 | -81.1135 | The project involves the construction of a 492,386m2 data center on 69ha in York County, South Carolina, the US. The US$1,000 million project includes the following: 1. Construction of server rooms 2. Construction of an administrative space 3. Construction of network management centers 4. Construction of power substation 5. Construction of parking spaces 6. Installation of safety and security systems | Heating, ventilation and air conditioning (HVAC) |  |  | April 2026 - Earthworks are underway for the first phase. February 2026 - The residents are opposing the data center plan due to noise and design standards. May 2025 - County planning commission voted allow data centers height as 80 feet. September 2024 - The project is awaiting approvals. August 29, 2024 - QTS submitted a building permit application to the Army Corps of Engineers and the South Carolina Department of Environmental Services. July 2024 - Planning works are underway. November 2023 - Planning works are underway. Q2 2023 - QTS announced plans to build a data center in York County. | Project work on Schedule | 1 | Not Funded / Unconfirmed | Private | Quality Technology Services Holding LLC
480245 | 480245 | 2026-04-07 15:44 | Aligned – DFW04 Data Center – Texas | Aligned – DFW04 Data Center – Texas | https://construction.globaldata.com/Projects/Overview/480245 | Execution | Parent | 700 | 2023 Q4 | 2025 Q1 | 2026 Q4 | North America | United States | Texas | Plano | 401 North Star Road | 75074 | Commercial & Leisure | Data Center | Data Center |  |  | New | Onshore | Aligned Data Centers is undertaking the construction of a hyperscale Tier III data center in Plano, Texas, the US. The project involves the construction of a two-storey 39,484m2 data center with 72MW of IT capacity on 18ha of land. It also includes the construction of 12 data halls each about 1,858m2 with 800 racks per hall, an on-site electrical substation, meeting rooms, office space, storage facilities and parking facilities, and the installation of 9,600 racks, safety and security systems. The project is committed to operating on 100% renewable energy. It features 3MW backup generators and 2MW UPS systems, designed with an N+1 block redundant topology. For cooling, the data center utilizes Delta3 air cooling arrays, which are configured with a minimum N+1 redundancy. Additionally, a closed-loop chilled water system design enhances the efficiency. The facility draws power from the utility grid and will support artificial intelligence (AI) and cloud infrastructure. Corgan Associates has been appointed as an architect, Turner Construction Co as the main contractor, Polk Mechanical Company, LLC as a mechanical contractor, SteelFab Inc as steel supply contractor, Lithko Contracting LLC as a foundation works sub-contractor, Olsson Inc and WSP USA Inc as a consulting engineers. E Tech Group has been selected as the controls system integrator for the installation of the building management system (BMS) and electrical power monitoring system (EPMS). Upon completion, Lambda Inc. will be the tenant to occupy the data center. Construction works commenced in February 2025 and is scheduled to be completed in the fourth quarter of 2026. | 33.0198 | -96.6989 | The project involves the construction of a two-storey 39,484m2 data center with 72MW of IT capacity on 18ha of land at 401 North Star Road, Plano, Texas, the US. The US$700 million project includes the following: 1. Construction of 12 data halls each 1,858m2 2. Construction of an on-site electrical substation 3. Construction of meeting rooms 4. Construction of office space 5. Construction of storage facilities 6. Construction of parking facilities 7. Installation of 9,600 racks 8. Installation of safety and security systems | Green data center; Heating, ventilation and air conditioning (HVAC); Hyperscale Data Center; Tier 3 Data Center |  |  | April 2026 - Construction of the building shell and electrical substation has been completed, along with the installation of power equipment. October 2025 - Construction works are underway. June 26, 2025 - Topping out ceremony held on the project site. March 11, 2025 - Construction works are underway. February 2025 - Ground-breaking ceremony was held on the project site marking the start of construction. June 2024 - Aligned Data Centers submitted a planning application to the Texas Department of Licensing and Regulation. Q4 2023 - Aligned Data Centers announced plans to build a data center in Plano. | Project work on Schedule | 1 | Not Funded / Unconfirmed | Private | Aligned Data Centers | Turner Construction Co | Corgan Associates Inc | E Tech Group;Olsson Inc;Polk Mechanical Co LLC;WSP USA Inc
525157 | 525157 | 2026-04-07 15:41 | QScale – Toronto AI Data Center – Ontario | QScale – Toronto AI Data Center – Ontario | https://construction.globaldata.com/Projects/Overview/525157 | Planning | Parent | 2900 | 2025 Q3 | 2027 Q2 | 2029 Q3 | North America | Canada | Ontario | Toronto |  |  | Commercial & Leisure | Data Center | Data Center |  | Medium | New | Onshore | Qscale is planning to construct an AI hyperscale data center in Toronto, Ontario, Canada. The project includes the construction of data halls, server rooms and parking spaces, and the installation of cooling systems, racks, power supply systems, and safety and security systems. The detailed scope of the project is yet to be announced. The project will source power from Hydro One. | 43.7001 | -79.4163 | The project includes the construction of a data center in Toronto, Ontario, Canada The US$2,900 million project includes the following: 1. Construction of data halls 2. Construction of server rooms 3. Construction of parking spaces 4. Installation of cooling systems 5. Installation of racks 6. Installation of power supply systems 7. Installation of safety and security systems | Heating, ventilation and air conditioning (HVAC); Hyperscale Data Center |  |  | April 2026 - Planning activities are underway. August 2025 - Project is in early stages of development and is currently in the process of selecting a specific location near Toronto. Q1 2025 - Qscale announced plans to build a data center in Toronto. | No Major Development | 0 | Not Funded / Unconfirmed | Private | QScale
453608 | 453608 | 2026-04-07 15:39 | Equinix – Santiago ST5 Data Center – Santiago Metropolitan | Equinix – Santiago ST5 Data Center – Santiago Metropolitan | https://construction.globaldata.com/Projects/Overview/453608 | Planning | Parent | 130 | 2024 Q1 | Awaiting Confirmation |  | South and Central America | Chile | Santiago Metropolitan |  |  |  | Commercial & Leisure | Data Center | Data Center | Office Buildings; Parking Facilities | Low | New | Onshore | Equinix Chile SpA plans to construct the ST5 Data center in Pudahuel, Santiago Metropolitan Region, Chile. The project involves the construction of a data center on a gross land area of 42,408.85m2, 16 data rooms, a two story office space with a floor area of 24,418.27m2 and a 38-hour fuel tank, a fire control tank, a meeting room, break rooms, storage rooms, a guard booth and 110 vehicle parking spaces and the installation of server racks, lockers, 16 emergency generator sets with 3,500kVA and a 900kVA generator for the office module, 26 Chillers for air conditioning units, 128 CRAY units, 16 CRAH model fan units, and four MAU type air injectors. GIZA Ingeniería SpA has been appointed as the environmental consultant. In April 2024, Equinix submitted the Environmental Impact Statement (Declaración de Impacto Ambiental; DIA) to the Environmental Impact Assessment System (Sistema de Evaluación de Impacto Ambiental; SEIA). | -33.4194 | -70.8634 | The project involves the construction of a data center in Pudahuel, Santiago Metropolitan Region, Chile. The US$130 million project includes the following: 1. Construction of a data center on a gross land area of 42,408.85m2 2. Construction of 16 data rooms 3. Construction of a two story office space with a floor area of 24,418.27m2 4. Construction of a 38-hour fuel tank 5. Construction of a fire control tank 6. Construction of a meeting room 7. Construction of break rooms 8. Construction of storage rooms 9. Construction of a guard booth 10. Construction of 110 vehicle parking spaces 11. Installation of lockers 12. Installation of server racks 13. Installation of 16 emergency generator sets with 3,500kVA 14. Installation of a 900kVA generator for the office module 15. Installation of 26 Chillers for air conditioning units 16. Installation of 128 CRAY units 17. Installation of 16 CRAH model fan units 18. Installation of four MAU type air injectors | Heating, ventilation and air conditioning (HVAC) |  |  | April 2026 - We have not been able to obtain further updates on this project. We have retained the same project stage and amended the key dates accordingly. We will update the profile as soon as we obtain any new information. July 2025 - Planning activities are underway. May 2025 - The public hearing process will start soon for further development of the project. April 2025 - The project received environmental approval from SEIA. August 2024 - Equinix Chile SpA awaiting environmental approvals from SEIA. April 18, 2024 - Equinix Chile SpA submitted the DIA to SEIA. Q1 2024 - Equinix Chile SpA announced plan to construct the ST5 Data center in Pudahuel, Santiago Metropolitan Region, Chile. | Information Unavailable |  | Not Funded / Unconfirmed | Private | Equinix Inc |  |  | Giza Ingenieria Spa
523602 | 523602 | 2026-04-07 15:31 | EdgeConneX – AUS02 Data Center – Texas | EdgeConneX – AUS02 Data Center – Texas | https://construction.globaldata.com/Projects/Overview/523602 | Execution | Parent | 440 | 2025 Q1 | 2025 Q3 | 2026 Q2 | North America | United States | Texas | Austin | 8001 Wolf Lane, Del Valle | 78612 | Commercial & Leisure | Data Center | Data Center |  |  | New | Onshore | EdgeConneX is undertaking the construction of a colocation data center at the northeast corner of Farm to Market Road 535 and Wolf Lane in Austin, Texas, the US. The project involves the construction of a two-story 53,698m2 data center with a capacity of 96MW. It also includes the construction of data halls with racks, meeting rooms, office space, storage facilities and parking facilities, and the installation of power and cooling systems, safety and security systems. The project is part of a US$1,440 million AI and Tech campus. Gensler has been appointed as an architect. Construction works commenced in August 2025 and are expected to be completed in June 2026. | 30.2672 | -97.7431 | The project involves the construction of a two-story 53,698m2 data center with a capacity of 96MW at 8001 Wolf Lane, Bastrop County, Austin, Texas, the US. The US$440 million project includes the following: 1. Construction of data halls with racks 2. Construction of meeting rooms 3. Construction of office space 4. Construction of storage facilities 5. Construction of parking facilities 6. Installation of power and cooling systems 7. Installation of safety and security systems | Colocation Data Center; Heating, ventilation and air conditioning (HVAC) |  |  | April 2026 - Construction activities are underway. September 2025 - Construction activities are underway. August 2025 - Construction commenced. Q1 2025 - EdgeConneX announced plans to build a data center in Texas. | Project work on Schedule | 1 | Not Funded / Unconfirmed | Private | EdgeConneX Inc |  | M. Arthur Gensler Jr. & Associates Inc
337826 | 337826 | 2026-04-07 15:30 | DCI – Sydney SYD02 Data Center – New South Wales | DCI – Sydney SYD02 Data Center – New South Wales | https://construction.globaldata.com/Projects/Overview/337826 | Execution | Parent | 308 | 2020 Q3 | 2025 Q4 | 2027 Q4 | Asia-Pacific | Australia | New South Wales | Sydney | Eastern Creek | 2766 | Commercial & Leisure | Data Center | Data Center |  |  | Redevelopment | Onshore | DCI Data Centers (DCI), a Brookfield Asset Management portfolio Company is undertaking the construction of a Tier III hyperscale data center in Sydney, New South Wales, Australia. The site is located around 32km west of Sydney Central. The project involves demolishing the existing industrial facilities for the construction of a 35,000m2 data center with a consumption capacity of 36MW. It includes the construction of server rooms, a control room, an administrative space, and the installation of equipment, generators, cooling systems, and safety and security systems. The project received development approval from the Blacktown City Council in January 2021. The facility will utilize new cooling technologies as well as higher average power densities. Multiplex has been appointed as a contractor, and DEM Group as an architect. | -33.8016 | 150.8323 | The project involves the construction of a 35,000m2 data center with a consumption capacity of 36MW in Eastern Creek, Sydney, New South Wales, Australia. The US$308 million project includes the following: 1. Construction of server rooms 2. Construction of a control room 3. Construction of an administrative space 4. Installation of equipment 5. Installation of generators 6. Installation of cooling systems 7. Installation of safety and security systems | Heating, ventilation and air conditioning (HVAC); Hyperscale Data Center; Tier 3 Data Center |  |  | April 2026 - The structural demolition works are progressing across the new substation and main work areas, and piling completed for the new water tank structures. October 2025 - Demolition works are underway. May 05, 2025 - We have not been able to obtain further updates on this project. We have retained the same project stage and amended the key dates accordingly. We will update the profile as soon as we obtain any new information. July 31, 2024 - We have not been able to obtain further updates on this project. We have retained the same project stage and amended the key dates accordingly. We will update the profile as soon as we obtain any new information. September 15, 2023 - We have not been able to obtain further updates on this project. We have retained the same project stage and amended the key dates accordingly. We will update the profile as soon as we obtain any new information. August 18, 2022 - We have not been able to obtain further updates on this project. We have retained the same project stage and amended the key dates accordingly. We will update the profile as soon as we obtain any new information. May 2021 - Pre-design activities are underway. January 2021 - The project received development approval. Q3 2020 - DCI announced plans to built a data center in Sydney. | Project work on Schedule | 1 | Not Funded / Unconfirmed | Private | NineZero DC Management I Pty Ltd | Multiplex | DEM Group
540183 | 540183 | 2026-04-07 15:30 | Oppidan – Oppidan Prineville Data Center – Oregon | Oppidan – Oppidan Prineville Data Center – Oregon | https://construction.globaldata.com/Projects/Overview/540183 | Execution | Parent | 30 | 2023 Q1 | 2025 Q2 | 2027 Q3 | North America | United States | Oregon |  | 3115 SW High Plains, Prineville | 97754 | Commercial & Leisure | Data Center | Data Center |  |  | New | Onshore | Oppidan is undertaking the construction of a data center in Prineville, Oregon, the US. The project involves the construction of a 6,039m2 data center with a capacity of 5MW. It includes the construction of data halls with racks, meeting rooms, office space, storage facilities and parking facilities, and the installation of power and cooling systems, safety and security systems. Truebeck Construction Inc has been appointed the main contractor, Apollo Mechanical Contractors as mechanical sub-contractor, EC Electric as an electrical sub-Contractor, Pence/Kelly Concrete, LLC as the readymix concrete supply contractor, Taylor Northwest as the civil sub-contractor, and Salas O’Brien Engineers Inc as an architect. | 44.308 | -120.8308 | The project involves the construction of a 6,039m2 data center with a capacity of 5MW at 3115 SW High Plains in Prineville, Oregon, the US. The US$30 million project includes the following: 1. Construction of data halls with racks 2. Construction of meeting rooms 3. Construction of office space 4. Construction of storage facilities 5. Construction of parking facilities 6. Installation of power and cooling systems 7. Installation of safety and security systems |  |  |  | April 2026 - The structural steel, caulking, painting, and roofing works are underway. October 2025 - The structural concrete work completed and tilt wall panels installation are underway. Q2 2025 - Construction work commenced. Q1 2023 - Oppidan announced plans to build a data center in Prineville. | Project work on Schedule | 1 | Not Funded / Unconfirmed | Private | Oppidan | Truebeck Construction Inc | Salas O’Brien Engineers Inc
562939 | 562939 | 2026-04-07 15:04 | Altarea/ Vantage DC – Bordeaux AI And Cloud Data Centre Campus 400MW – Nouvelle-Aquitaine | Altarea/ Vantage DC – Bordeaux AI And Cloud Data Centre Campus 400MW – Nouvelle-Aquitaine | https://construction.globaldata.com/Projects/Overview/562939 | Study | Parent | 1675 | 2026 Q1 | 2029 Q1 | 2033 Q4 | Europe | France | Nouvelle-Aquitaine | Bordeaux |  |  | Commercial & Leisure | Data Center | Data Center |  | Medium | New | Onshore | Altarea and Vantage Data Centers are planning to develop an AI and cloud data center campus in Bordeaux, Nouvelle-Aquitaine region, France. The project includes the construction of a 400MW data center campus. It includes the construction of server rooms, administrative facilities, substations, and installation of transformers, emergency generators, equipment and cooling systems, safety and security systems. | 44.7938 | -0.60631 | The project involves the construction of an AI and cloud data center campus in Bordeaux, Nouvelle-Aquitaine region, France. The US$1675 million project includes the following: 1. Construction of a 400MW data center campus 2. Construction of server rooms 3. Construction of administrative facilities 4. Construction of substations 5. Installation of transformers 6. Installation of emergency generators 7. Installation of equipment and cooling systems 8. Installation of safety and security systems |  |  |  | April 2026 - Study activities are underway. February 20, 2026 - Altarea and Vantage Data Centers announced plans to develop an AI and cloud data center campus in Bordeaux. | Project work on Schedule | 1 | Not Funded / Unconfirmed | Private | Altarea SCA;Vantage Data Centers Management Co LLC
562865 | 562865 | 2026-04-07 14:47 | Azimut Libera/ Unidata – UniCenter Data Center – Latium | Azimut Libera/ Unidata – UniCenter Data Center – Latium | https://construction.globaldata.com/Projects/Overview/562865 | Planning | Parent | 66 | 2026 Q1 | 2027 Q3 | 2029 Q4 | Europe | Italy | Latium | Rome |  |  | Commercial & Leisure | Data Center | Data Center |  | Medium | New | Onshore | Unidata and Azimut Libera Impressa are planning to build a Tier IV colocation data center in Rome, Italy. The project involves the construction of a 13,006m2 data center with a consumption capacity of 20MW. It includes the construction of data halls with 2,000 racks, server rooms, a substation and the installation of generators and uninterruptible power supply (UPS) units, cooling systems, and safety and security systems. The facility will be powered by renewable energy. | 41.8919 | 12.5113 | The project involves the construction of a 13,006m2 data center with a consumption capacity of 20MW in Rome, Italy. The US$66 million project includes the following: 1. Construction of data halls with 2,000 racks 2. Construction of server rooms 3. Construction of a substation 4. Installation of generators and uninterruptible power supply (UPS) units 5. Installation of the cooling system 6. Installation of safety and security systems | Colocation Data Center; Heating, ventilation and air conditioning (HVAC); Tier 4 Data Center |  |  | April 2026 - Planning activities are underway. Q1 2026 - Unidata and Azimut Libera Impressa announced plans to build a data center in Rome. | Project work on Schedule | 1 | Not Funded / Unconfirmed | Private | Azimut Libera Impresa Sgr Spa;Unidata SpA
540153 | 540153 | 2026-04-07 13:45 | PCC Dekalb – South DeKalb Data Center – Georgia | PCC Dekalb – South DeKalb Data Center – Georgia | https://construction.globaldata.com/Projects/Overview/540153 | Planning | Parent | 400 | 2025 Q2 | 2027 Q1 | 2028 Q4 | North America | United States | Georgia |  | 4280 and 4358 Loveless Place and 2281 Pineview Trail in Ellenwood | GA 30294 | Commercial & Leisure | Data Center | Data Center |  | Low | New | Onshore | PCC-DeKalb, LLC is planning to construct a data center at 4280 and 4358 loveless place and 2281 pineview trail in Ellenwood, Georgia, in South DeKalb County, Georgia, the US. The project involves three two-story data centre buildings with a total building area of 92,903m2 on 38 hectares. It includes the construction of server rooms, meeting rooms, a parking facility, a security building, and the installation of cooling system, generators, an outdoor electric substation and safety and security systems. | 33.6522 | -84.297 | The project involves three two-story data centre buildings with a total building area of 92,903m2 on 38 hectares in Georgia, the US. The US$400 million project includes the following: 1. Construction of server rooms 2. Construction of meeting rooms 3. Construction of a parking facility 4. Construction of a security building 5. Installation of the cooling system 6. Installation of generators 7. Installation of an outdoor electric substation 8. Installation of safety and security systems | Heating, ventilation and air conditioning (HVAC) |  |  | April 2026 - The project is facing legal challenges from the local authorities. January 2026 - The project is facing legal challenges from the local authorities. October 2025 - Planning activities are underway. September 2025 - The county’s Board of Commissioners decided to defer its decision regarding the rezoning application to its meeting on October 28. June 2025 - PCC-DeKalb, LLC, announced plans to construct a data centre in South DeKalb County. | No Major Development | 0 | Not Funded / Unconfirmed | Private | PCC Dekalb LLC
510398 | 510398 | 2026-04-07 13:45 | Colt DataCentre – London 8 Hyperscale Data Center – Greater London | Colt DataCentre – London 8 Hyperscale Data Center – Greater London | https://construction.globaldata.com/Projects/Overview/510398 | Design | Parent | 30 | 2024 Q4 | 2027 Q1 | 2029 Q4 | Europe | United Kingdom | Greater London | Hayes |  | UB4 0SL | Commercial & Leisure | Data Center | Data Center |  | High | New | Onshore | Colt Data Centre Services is planning to construct a hyperscale data center campus in London, UK. The project involves the construction of a 6,720m2 data center building with a consumption capacity of 23MW. It includes the construction of eight data halls, each one 1,000m2, server rooms, an administrative facility, parking spaces, hard and soft landscaping, associated infrastructure, ancillary office space, and associated facilities, and the installation of equipment, a cooling system, and safety and security systems. The project is part of Colt Data’s US$134 million plan to build three data centers with a combined capacity of 98MW in London. Information Services Group, Inc. has been appointed as the study consultant and Nicholas Webb Architects as the architect for the project. The facility has been committed to operating on 100% renewable energy and will have a target Power Usage Effectiveness (PUE) of 1.3. It is equipped with on-site 73 diesel generators that are installed to provide backup power to ensure continuous operation. It will utilize an advanced cooling system, ensuring optimal performance and efficiency with maximum reliability. It has been designed to achieve BREEAM certification. In October 2025, the London Borough of Hillingdon voted to approve planning permission. | 51.5099 | -0.39503 | The project involves the construction of a 6,720m2 data center building with a consumption capacity of 23MW in Hayes, London, the UK. The US$30 million project includes the following: 1. Construction of eight data halls 2. Construction of server rooms 3. Construction of an administrative facility 4. Construction of parking spaces 5. Construction of hard and soft landscaping 6. Construction of associated infrastructure 7. Construction of ancillary office space and associated facilities 8. Installation of equipment 9. Installation of the cooling system 10. Installation of safety and security systems | BREEAM; Emergency power/Backup power; Green data center; Heating, ventilation and air conditioning (HVAC); Hyperscale Data Center |  |  | April 2026 - Design activities are underway. October 2025 - The project has received planning permission from the Hillingdon Council. July 2025 - Planning activities are underway. Q4 2024 - Colt Data Centre Services announced plans to build a hyperscale data center campus in Hayes. | Project work on Schedule | 1 | Not Funded / Unconfirmed | Private | Colt Data Centre Services |  | Nicholas Webb Architects | Information Services Group, Inc.
562697 | 562697 | 2026-04-07 13:44 | FORTUM – Pennala Data Center – Paijanne Tavastia | FORTUM – Pennala Data Center – Paijanne Tavastia | https://construction.globaldata.com/Projects/Overview/562697 | Planning | Parent | 750 | 2026 Q1 | 2027 Q2 | 2030 Q4 | Europe | Finland | Paijanne Tavastia |  | Pennala Village | 16320 | Commercial & Leisure | Data Center | Data Center |  | Medium | New | Onshore | Fortum Corp is planning to build a data center in the Länsi-Pennala area in Orimattila, Paijanne Tavastia, Finland. The project involves the construction of a 638,290m2 data center on 150ha of land. It includes data halls, server rooms, conference rooms, meet-me rooms, administrative space and parking spaces, and the installation of racks, generators, safety and security systems. The facility will draw power from the Fingrid substation. | 60.8946 | 25.706 | The project involves the construction of a 638,290m2 data center on 150ha of land in Orimattila, Paijanne Tavastia, Finland. The US$750 million project includes the following: 1. Construction of data halls 2. Construction of server rooms 3. Construction of conference rooms 4. Construction of meet-me rooms 5. Construction of administrative space 6. Construction of parking spaces 7. Installation of racks 8. Installation of generators 9. Installation of safety and security systems | Energy storage |  |  | April 2026 - The project is awaiting a decision for a planning proposal and the land use agreement from the council. January 2026 - Fortum Corp announced plans to build a data center in Finland. | Project work on Schedule | 1 | Not Funded / Unconfirmed | Private | Fortum Corp
540084 | 540084 | 2026-04-07 13:44 | Prometheus – Casper Data Center – Wyoming | Prometheus – Casper Data Center – Wyoming | https://construction.globaldata.com/Projects/Overview/540084 | Planning | Parent | 3750 | 2025 Q1 | 2027 Q3 | 2030 Q4 | North America | United States | Wyoming | Casper |  |  | Commercial & Leisure | Data Center | Data Center |  | Low | New | Onshore | Prometheus Hyperscale, Spiritus and Casper Carbon Capture are planning to undertake the construction of a hyperscale data center in Casper, Wyoming, the US. The project involves the construction of a data center with a consumption capacity of 1,500MW. It includes the construction of data halls, meet-me rooms, server rooms, a substation, a parking facility and the installation of generators and uninterruptible power supply (UPS) units, cooling systems and safety and security systems. The project will be powered by natural gas, provided by Casper Carbon Capture and Spiritus brand Orchard Power by using direct air capture (DAC) technology and non-consumptive water-cooling systems to maximize energy efficiency. It aims to create a carbon-negative digital infrastructure campus in Wyoming. Casper Carbon Capture will be providing land, rights of way, and access to permitted carbon dioxide sequestration wells in Natrona and Converse County, to park the data center’s emissions underground. | 42.8666 | -106.3131 | The project involves the construction of a data center with a consumption capacity of 1,500MW in Casper, Wyoming, the US. The US$3,750 million project includes the following: 1. Construction of data halls 2. Construction of meet-me rooms 3. Construction of server rooms 4. Construction of a substation 5. Construction of a parking facility 6. Installation of generators and uninterruptible power supply (UPS) units 7. Installation of the cooling system 8. Installation of safety and security systems | Heating, ventilation and air conditioning (HVAC); Hyperscale Data Center |  |  | April 2026 - The project is in the early stages of planning. October 2025 - Study activities are underway. Q1 2025 - Prometheus Hyperscale announced plans to build a data center in Casper. | No Major Development | 0 | Not Funded / Unconfirmed | Private | Prometheus Real Estate Group Inc
557380 | 557380 | 2026-04-07 09:12 | Aurora Core Tech – Mikkeli Data Center Campus – Southern Savonia | Aurora Core Tech – Mikkeli Data Center Campus – Southern Savonia | https://construction.globaldata.com/Projects/Overview/557380 | Execution | Parent | 55 | 2025 Q3 | 2026 Q2 | 2026 Q4 | Europe | Finland | Southern Savonia | Mikkeli | Karsikkoniemenkuja in Pellosniemi | 52420 | Commercial & Leisure | Data Center | Data Center |  |  | New | Onshore | Aurora Core Technology Oy, a subsidiary of 3 E Tech, is planning to build a hyperscale data center in Pellosniemi, City of Mikkeli, Finland. The project involves the construction of a data center with a consumption capacity of 6MW on 10ha of land and can be expanded to 10MW.. It includes the construction of data halls, a substation, meet-me rooms, and parking spaces, and the installation of racks and safety and security systems. The facility is set to offer 6MW of capacity in its first year and a minimum additional capacity of 10MW annually in the coming years, The facility draws power from a utility grid and can support grid connection upto 50MW. It utilizes nuclear, hydroelectric, and wind energy, as well as the region’s natural free cooling climate. The facility is being developed as a greenfield, AI-native node intended to support the computing and thermal requirements of next-generation GPU clusters. Orka Technologies Oy will undertake the site works and the construction of the project. In December 2025, Aurora Core Technology and the City of Mikkeli signed a 30-year land lease agreement to construct a data center. In February 2026, Aurora Core Technology has received a final construction permit for the first phase of its Mikkeli data center. Construction works commenced in April 2026 and are scheduled to be completed in the fourth quarter of 2026. | 61.6886 | 27.2723 | The project involves the construction of a data center with a consumption capacity of 6MW on 10ha of land in Pellosniemi, City of Mikkeli, Finland. The US$55 million project includes the following: 1. Construction of data halls 2. Construction of meet-me rooms 3. Construction of a substation 4. Construction of parking spaces 5. Installation of racks 6. Installation of generators 7. Installation of the cooling system 8. Installation of safety and security systems | Heating, ventilation and air conditioning (HVAC); Hyperscale Data Center |  |  | April 2026 - Construction works commenced. February 2026 - Aurora Core Technology has received a final construction permit for the first phase of its Mikkeli data center. January 2026 - The project is in the early stages of planning. December 2025 - Aurora Core Technology and the City of Mikkeli signed a 30-year land lease agreement to construct a data center. Q3 2025 - Aurora Core Technology announced plans to build a data center in Finland. | Construction Commenced | 4 | Not Funded / Unconfirmed | Private | Aurora Core Technology Oy
318937 | 318937 | 2026-04-07 07:38 | Stack Infra – Manassas Data Center Campus – Virginia | Stack Infra – Manassas Data Center Campus – Virginia | https://construction.globaldata.com/Projects/Overview/318937 | Execution | Parent | 1300 | 2019 Q1 | 2021 Q4 |  | North America | United States | Virginia | Manassas |  | 20110 | Commercial & Leisure | Data Center | Data Center |  |  | New | Onshore | Stack Infrastructure is constructing a hyperscale data center campus in Virginia, the US. The project involves the construction of a 371,600m2 data center campus with a consumption capacity of 250MW on 50.58ha of land. It includes the construction of build-to-suit facilities, an administrative space, meeting rooms, server rooms, and parking facilities, the installation of equipment, and safety and security systems. Peterson Companies has been appointed as an associated developer, and Fairfax Financial Holdings Limited is the project's investment partner. The first phase will involve the construction of a 65,032 m2, 72MW data center on 10ha of land. | 38.751 | -77.4753 | The project involves the construction of a 371,600m2 hyperscale data center campus on 50.58ha of land in Virginia, the US. The US$1,300 million project includes the following: 1. Construction of build-to-suit facilities 2. Construction of an administrative space 3. Construction of meeting rooms 4. Construction of server rooms 5. Construction of parking facilities 6. Installation of equipment 7. Installation of safety and security systems | Build to suit; Heating, ventilation and air conditioning (HVAC); Hyperscale Data Center |  |  | April 2026 - We have not been able to obtain further updates on this project. We have retained the same project stage and amended the key dates accordingly. We will update the profile as soon as we obtain any new information. August 28, 2025 - We have not been able to obtain further updates on this project. We have retained the same project stage and amended the key dates accordingly. We will update the profile as soon as we obtain any new information. November 25, 2024 - We have not been able to obtain further updates on this project. We have retained the same project stage and amended the key dates accordingly. We will update the profile as soon as we obtain any new information. December 2023 - Construction works are underway. February 2022 - Construction activities are underway. October 2021 - Construction work commenced. February 2021 - Planning activities are underway. September 2020 - Planning activities are underway. June 2020 - Planning activities are underway. February 03, 2020 - Planning activities are underway. Q1 2019 - Stack announced plans to build a data center campus in Manassas. | Information Unavailable |  | Not Funded / Unconfirmed | Private | Stack Infrastructure | Stack Infrastructure
414500 | 414500 | 2026-04-07 02:50 | MSFT – 18844 FM Data Center Campus – Texas | MSFT – 18844 FM Data Center Campus – Texas | https://construction.globaldata.com/Projects/Overview/414500 | Construction Complete | Parent | 230 | 2022 Q4 | 2023 Q2 | 2024 Q3 | North America | United States | Texas | San Antonio | 18844 FM 1957 | 78015 | Commercial & Leisure | Data Center | Data Center |  |  | New | Onshore | Microsoft has undertaken the construction of a two data center buildings at 18844 FM 1957 in San Antonio, Texas, the US. The project involved the construction of two data center buildings with a total floor area of 19,694m2. It included the construction of server rooms, meeting rooms, an administrative space, and car parking facilities, and the installation of equipment and safety and security systems. The project comprises two data center buildings, SAT80 and SAT81, each spanning 9,847m2, with SAT80 valued at US$135 million and SAT81 at US$95 million. Page Southerland Page has been appointed as the architect, and Turner Construction as general contractor. Construction works on both buildings were completed in September 2024. | 29.4241 | -98.4936 | The project involved the construction of two data centers buildings with total floor area of 19,694m2 in San Antonio, Texas, the US. The US$230 million project included the following: 1. Construction of server rooms 2. Construction of meeting rooms 3. Construction of an administrative space 4. Construction of parking facilities 5. Installation of equipment 6. Installation of safety and security systems | Heating, ventilation and air conditioning (HVAC); Hyperscale Data Center |  |  | September 2024 - Construction works were completed. August 2024 - Construction activities are underway. Q1 2024 - Construction activities are underway. April 2023 - Construction works commenced. Q4 2022 - Microsoft announces plans to build a data center. | Construction Completed | 5 | Not Funded / Unconfirmed | Private | Microsoft Corp | Turner Construction Co | Page Southerland Page Inc
334211 | 334211 | 2026-04-06 18:48 | Equinix – Agecroft Commerce Park Data Centers – Manchester | Equinix – Agecroft Commerce Park Data Centers – Manchester | https://construction.globaldata.com/Projects/Overview/334211 | Execution | Parent | 150 | 2020 Q1 | 2021 Q4 | 2026 Q4 | Europe | United Kingdom | Manchester | Manchester | Agecroft Commerce Park | M27 8BX | Commercial & Leisure | Data Center | Data Center |  |  | Redevelopment | Onshore | Equinix, Inc., is undertaking to redevelopment of the former warehouse complex into a data center campus in Salford, Manchester, the UK. The project involves retrofitting the two warehouse buildings to data centers MA5 and MA6 with a combined capacity of up to 30MW of IT load with up to 37,161.21m2 space. The MA6/Unit 1 is set to offer a combined 16,722.54m2 of net technical capacity. It includes the construction of one sprinkler pump unit, one water treatment unit, nine water storage tanks, five fuel storage tanks servicing the backup generators and the installation of 14 backup generators, stacked on top of one another, two fuel pumps and nine 13.9m high cooling tower units, adjacent to one another. The MA5/Unit2 is set to offer a combined 13,339.94m2 of colocation space and will de developed in two phases. The US$78 million first phase of MA5 will offer some 3,716.12m2 of net technical space, able to support some 1,440 cabinets and about 6MW of IT load. The US$39 million second phase of MA5 is set to support another 775 cabinet space accordingly. It also includes three water storage tanks, four fuel storage tanks servicing the backup generators, a housed substation and 67 car park spaces comprising: 53 standard car spaces; four disabled spaces; five green car spaces; three car share spaces; two EV charging spaces; motorcycle and 10 bicycle spaces and the and the installation of eight chillar units and eight backup generators, stacked on top of one another, card readers, fiber vaults, biometric readers, CCTV surveillance, motion detection. The MA5/Unit 2 data center has an average power and cooling density of 4.5 kVA per cabinet. It is equipped with two utility feeders and features a block redundant UPS configuration with a redundancy of 3+1. The standby power configuration also follows a 3+1 setup, utilizing 2.5 MVA diesel engines. Additionally, there is standby power redundancy of 3+1. The cooling configuration consists of a redundancy of 3+1, utilizing air-cooled water chillers. The CRAC (Computer Room Air Conditioning) DFU cooling redundancy is set at N+20%, and there is an A&B chilled water ring main in place. Arup has been appointed as the planning, acoustic, transport and design consultant and an in-house division of Equinix is undertaking the construction works and WJL Contracts Ltd as the installation subcontractor. In June 2020, Arup on behalf of Equinix submitted a full planning application to the Salford City Council (SCC) and received approvals in October 2020 with construction work on the first phase of MA5 concluded in November 2022. | 53.5037 | -2.3006 | The project involves the construction of two data centers MA5 and MA6 in Salford, Manchester, the UK. The US$150 million project includes the following: 1. Construction of a substation 2. Construction of a sprinkler pump unit 3. Construction of a water treatment unit 4. Construction of water storage tanks 5. Construction of fuel storage tanks servicing the backup generators 6. Construction of 127 parking spaces 7. Installation of electric vehicle charging points 8. Installation of backup generators 9. Installation of chillar units 10. Installation of fuel pumps 11. Installation of cooling tower units 12. Installation of card readers 13. Installation of fiber vaults 14. Installation of biometric readers 15. Installation of CCTV surveillance and motion detection | Colocation Data Center; EV Charging Stations; Heating, ventilation and air conditioning (HVAC); LEED | A major warehouse redevelopment is underway at Evolution Unit 1 & 2, Agecroft Commerce Park, Firedamp Way, Swinton in Salford. Equinix acquired the freehold of Agecroft business park developer Vendome, with the two warehouse buildings located about 4.8km northwest of Manchester city center, in April 2020. It aims to attract numerous small-scale data center customers or sell this huge new capacity to just one or two large-scale buyers. The two new International Business Exchange (IBX) co-loaction data center facilities are named MA5 and MA6 and are set to be designed according to Leadership in Energy and Environmental Design (LEED). |  | April 2026 - Construction works are underway on the second phase of MA5. November 2025 - Construction works are underway on the second phase of MA5. July 2025 - Construction works are underway on the second phase of MA5. November 2024 - Construction works are underway on the second phase of MA5. February 2024 - Construction works are underway on the second phase of MA5. December 2023 - Construction works are underway on the second phase of MA5. July 2023 - Construction works are yet to commence on MA6. December 2022 - Construction works are yet to commence on MA6. November 2022 - Construction works completed on the first phase of MA5. March 2022 - Construction works are underway on MA5. November 2021 - Construction works are underway on MA5. October 15, 2020 - The project received planning approval from the SCC. Q1 2020 - Equinix announced plans to build two data centers in Salford. | Project work on Schedule | 1 | Not Funded / Unconfirmed | Private | Equinix (UK) Ltd. |  | Arup Group Ltd | Arup Group Ltd;Laing O'Rourke Plc
470624 | 334211 | 2026-04-06 18:47 | Equinix – MA5 Data Center: Phase II – Manchester | Equinix – Agecroft Commerce Park Data Centers – Manchester | https://construction.globaldata.com/Projects/Overview/470624 | Execution | Sub | 39 | 2023 Q1 | 2023 Q4 | 2026 Q4 | Europe | United Kingdom | Manchester | Manchester | Agecroft Commerce Park |  | Commercial & Leisure | Data Center | Data Center |  |  | Redevelopment | Onshore | Equinix, Inc., is undertaking the redevelopment of the former warehouse complex into a Tier III colocation data center at Agecroft Commerce Park in Salford, Manchester, the UK. The project involves the construction of a data center. It includes the construction of 775 cabinets, storage space and the installation of backup generators, and safety and security systems. The facility is committed to operating on renewable energy, utilizes a free-air-cooling system, and is equipped with N+1 redundancy for power backup. It has been designed to ISO 14001, ISO 22301, ISO 27001, ISO 45001, ISO 50001, ISO 9001, PCI DSS, SOC 1 Type II, and SOC 2 Type II certificates. Gratte Brothers Group Ltd was appointed as the main contractor and MEP consultant. The scope of the work includes civil, structural and architectural works. The project is the second phase of the MA5 data center, of which the first phase was completed in November 2022. | 53.4809 | -2.2374 | The project involves the construction of a data center in Manchester, the UK. The US$39 million project includes the following: 1. Construction of 775 cabinets 2. Construction of storage space 3. Installation of backup generators 4. Installation of safety and security systems | Colocation Data Center; Green data center; Heating, ventilation and air conditioning (HVAC); Tier 3 Data Center |  |  | April 2026 - Construction activities are underway. November 2025 - Construction activities are underway. July 2025 - Construction activities are underway. March 2025 - Construction nearing completion. August 2024 - Construction works are underway. February 2024 - Construction works are underway. Q1 2023 - Equinix (UK) Ltd announced plans to build a data center in Manchester. | Project work on Schedule | 1 | Not Funded / Unconfirmed | Private | Equinix (UK) Ltd. | Gratte Brothers Group Ltd | Gratte Brothers Group Ltd | Gratte Brothers Group Ltd
454870 | 454870 | 2026-04-06 18:45 | Stream Data Ctrs – ORDC Hyperscale Data Center Campus – Illinois | Stream Data Ctrs – ORDC Hyperscale Data Center Campus – Illinois | https://construction.globaldata.com/Projects/Overview/454870 | Execution | Parent | 3000 | 2023 Q1 | 2025 Q1 | 2027 Q4 | North America | United States | Illinois | Elk Grove Village | 2000 Landmeier Road | 60007 | Commercial & Leisure | Data Center | Data Center |  |  | Redevelopment | Onshore | Stream Data Centers (SDC) is undertaking the construction of a hyperscale data center campus at 2000 Landmeier Road in Elk Grove Village, Illinois, the US. The project involves the construction of a three-building, 111,483m2 data center campus on 14ha of land. It includes the construction of data halls, a server room, meeting rooms, an administrative building, and parking space, and the demolition of 55 houses and the installation of safety and security systems. The first building involves the construction of a two-story building with a consumption capacity of 40MW. The project is committed to operating on renewable energy through the ComEd 260MW substation and will use hybrid cooling solutions. | 42.0116 | -87.9528 | The project involves the construction of a three-building, 111,483m2 data center campus on 14ha of land at 2000 Landmeier Road in Elk Grove Village, Illinois, the US. The US$3,000 million project includes the following: 1. Construction of data halls 2. Construction of a server room 3. Construction of meeting rooms 4. Construction of an administrative building 5. Construction of parking spaces 6. Demolition of 55 houses 7. Installation of safety and security systems | Green data center; Hyperscale Data Center |  |  | April 2026 - Construction activities are underway. September 2025 - Construction activities are underway. January 2025 - Construction activities are underway. September 2024 - Engineering and design works are underway. February 2024 - Demolition works are underway. September 2023 - The project secured approvals from the Elk Grove Village Board. August 2023 - The project secured zoning approvals. Q1 2023 - SDC announced plans to build a data center campus in Elk Grove Village. | Project work on Schedule | 1 | Not Funded / Unconfirmed | Private | Stream Data Centers
338467 | 401019 | 2026-04-06 18:31 | ST Telemedia Global Data Ctrs – Noida Data Center Campus – Uttar Pradesh | ST Telemedia Global Data Ctrs – Uttar Pradesh Data Center Development Program – Uttar Pradesh | https://construction.globaldata.com/Projects/Overview/338467 | Execution | Parent | 150 | 2020 Q4 | 2021 Q2 |  | Asia-Pacific | India | Uttar Pradesh | Noida | Noida | 201304 | Commercial & Leisure | Data Center | Data Center |  |  | New | Onshore | STT Global Data Centres India Pvt Ltd (STT GDC) is undertaking the construction of a colocation data center campus in Uttar Pradesh, India. The project involves the construction of a data center with a power consumption capacity of 35MW and will be developed in two phases. The US$82 million first phase includes the construction of an office building and a six-story data center with a power consumption capacity of 17MW on 2.02ha of land. The US$68 million second phase includes the construction of a data center with a power consumption capacity of 18MW. The facility draws power from the utility grid. It will be equipped with distributed redundant UPS systems with dedicated battery backup and generators. It will use N+1 air-cooled chillers & pumps. It includes the construction of server rooms, meeting rooms, administrative facilities, and storage facilities, and the installation of equipment and cooling systems, safety, and security systems. Construction on the first phase, named STT Noida DC-1, was completed in December 2024. | 28.5355 | 77.391 | The project involves the construction of a data center campus with a power consumption capacity of 35MW in Noida, Uttar Pradesh, India. The US$150 million project includes the following: 1. Construction of meeting rooms 2. Construction of server rooms 3. Construction of administrative facilities 4. Construction of storage facilities 5. Installation of equipment and cooling systems 6. Installation of safety and security systems | Colocation Data Center; Green data center; Heating, ventilation and air conditioning (HVAC); Tier 3 Data Center | A data center campus is being developed in Noida. This project is expected to create 80 direct job opportunities and around 1,000 indirect employment opportunities. |  | April 06, 2026 - We have not been able to obtain further updates on this project. We have retained the same project stage and amended the key dates accordingly. We will update the profile as soon as we obtain any new information. August 19, 2025 - We have not been able to obtain further updates on this project. We have retained the same project stage and amended the key dates accordingly. We will update the profile as soon as we obtain any new information. January 2025 - Construction activities are underway on the second phase. December 2024 - Construction works on the first phase completed. July 2024 - Construction works are underway. November 2023 - Construction works are underway. June 2023 - Construction works are underway. December 2022 - Construction works are underway. August 2022 - Construction works are underway. September 2021 - Construction activities are underway for phase 1. June 2021 - Construction activities had commenced for phase 1. April 2021 - Planning activities are underway. Q4 2020 - STT GDC announced plans to build a data center campus in Noida. | Information Unavailable |  | Not Funded / Unconfirmed | Private | STT GDC Pte Ltd
338735 | 401019 | 2026-04-06 18:28 | ST Telemedia Global Data Ctrs – Noida Data Center Campus: Phase II – Uttar Pradesh | ST Telemedia Global Data Ctrs – Uttar Pradesh Data Center Development Program – Uttar Pradesh | https://construction.globaldata.com/Projects/Overview/338735 | Execution | Sub | 68 | 2020 Q4 | 2021 Q4 |  | Asia-Pacific | India | Uttar Pradesh | Noida | Noida | 201304 | Commercial & Leisure | Data Center | Data Center |  |  | New | Onshore | STT Global Data Centres India Pvt Ltd (STT GDC) is undertaking the construction of a Tier III colocation data center in Noida, Uttar Pradesh, India. The project involves the construction of a data center with a power consumption capacity of 18MW. It includes the construction of server rooms, meeting rooms, administrative facilities and storage facilities, and the installation of equipment, cooling systems, and safety and security systems. | 28.5355 | 77.391 | The project involves the construction of a data center campus with a power consumption capacity of 18MW in Noida, Uttar Pradesh, India. The US$68 million project includes the following: 1. Construction of meeting rooms 2. Construction of server rooms 3. Construction of administrative facilities 4. Construction of storage facilities 5. Installation of equipment and cooling systems 6. Installation of safety and security systems | Colocation Data Center; Green data center; Tier 3 Data Center | A data center campus is being developed in Noida. This project is expected to create 30-40 direct job opportunities and around 450 indirect employment opportunities. |  | April 06, 2026 - We have not been able to obtain further updates on this project. We have retained the same project stage and amended the key dates accordingly. We will update the profile as soon as we obtain any new information. August 19, 2025 - We have not been able to obtain further updates on this project. We have retained the same project stage and amended the key dates accordingly. We will update the profile as soon as we obtain any new information. January 2025 - Construction activities are underway. November 2023 - Construction activities are underway. March 2022 - Construction activities are underway. June 2021 - Planning activities are underway. February 2021 - Planning activities are underway. Q4 2020 - STT GDC announced plans to build a data center in Noida. | Information Unavailable |  | Not Funded / Unconfirmed | Private | STT GDC Pte Ltd
562985 | 562985 | 2026-04-06 18:19 | Stockland – 90 Aldington Road Data Center – New South Wales | Stockland – 90 Aldington Road Data Center – New South Wales | https://construction.globaldata.com/Projects/Overview/562985 | Planning | Parent | 2700 | 2026 Q1 | 2027 Q2 | 2030 Q4 | Asia-Pacific | Australia | New South Wales | Sydney | 90 Aldington Road | 2178 | Commercial & Leisure | Data Center | Data Center |  | Medium | New | Onshore | Stockland is planning to build a data center in Kemps Creek, West Sydney. Australia. The project involves the construction of a 92,400m2 data center with a consumption capacity of 168MW. It includes the construction of 12, 14MW data halls, server rooms, a 1,000MW substation and the installation of generators and uninterruptible power supply (UPS) units, cooling systems, and safety and security systems. The facility will use direct-to-chip liquid cooling systems for cooling. Fife Capital has filed an application with the New South Wales government, along with Stockland. Greenbox Architecture has been appointed as the architect. | -33.8387 | 150.8028 | The project involves the construction of a 92,400m2 data center with a consumption capacity of 168MW at 90 Aldington Road in Kemps Creek, West SydneyAustralia. The US$2,700 million project includes the following: 1. Construction of 12, 14MW data halls 2. Construction of server rooms 3. Construction of a 1,000MW substation 4. Installation of generators and uninterruptible power supply (UPS) units 5. Installation of the cooling system 6. Installation of safety and security systems |  |  |  | April 2026 - Fife Capital, alongside Stockland, filed a planning application to the New South Wales government. Q1 2026 - Stockland announced plans to build a data center at 90 Aldington Road in Kemps Creek. | Major Authority Clearance Submitted | 1 | Not Funded / Unconfirmed | Private | Stockland Corp Ltd |  | Greenbox Architecture
417543 | 417543 | 2026-04-06 18:04 | Digital Realty – ROM1 Data Center – Latium | Digital Realty – ROM1 Data Center – Latium | https://construction.globaldata.com/Projects/Overview/417543 | Execution | Parent | 47 | 2023 Q3 | 2025 Q3 | 2027 Q1 | Europe | Italy | Latium | Rome | Via delle Testuggini | 134 | Commercial & Leisure | Data Center | Data Center |  |  | New | Onshore | Digital Realty is undertaking the construction of a data center in Latium, Italy. The project includes the construction of a Tier IV hyperscale data center implemented in phases on 22ha of land. It includes a warehouse, storage unit, control rooms, green spaces of over 24,000m2, a 14,000m2 pedestrian plaza, and the installation of servers, electrical equipment, and safety and security systems. The first phase is underway with the 3MW of initial installed IT capacity. Construction is scheduled to be completed by 2027. | 41.7744 | 12.4844 | The project includes the construction of a hyperscale data center in Latium, Italy. The US$47 million project includes the following: 1. Construction of a warehouse 2. Construction of storage unit 3. Construction of control rooms 4. Construction of green spaces of over 24,000m2 5. Construction of a 14,000m2 pedestrian plaza 6. Installation of servers 7. Installation of electrical equipment 8. Installation of safety and security systems | Heating, ventilation and air conditioning (HVAC); Hyperscale Data Center; Sustainable Building; Tier 4 Data Center |  |  | April 2026 - Construction activities are underway. October 2025 - Construction activities are underway. August 2025 - Construction was commenced. January 2025 - Planning activities are underway. December 2024 - Planning activities are underway June 2024 - Planning activities are underway. Q3 2023 - Digital Realty announced plans to construct a data center in Rome. | Project work on Schedule | 1 | Not Funded / Unconfirmed | Private | Digital Realty Trust Inc | Techbau SpA
504713 | 504713 | 2026-04-06 18:03 | MSFT – San Bovio MIL04 Data Center – Lombardy | MSFT – San Bovio MIL04 Data Center – Lombardy | https://construction.globaldata.com/Projects/Overview/504713 | Execution | Parent | 443 | 2023 Q1 | 2026 Q1 | 2027 Q3 | Europe | Italy | Lombardy | Milan | Via Trieste 24,Peschiera Borromeo. | 20068 | Commercial & Leisure | Data Center | Data Center |  |  | Redevelopment | Onshore | Microsoft is undertaking the construction a hyperscale data center on the former Postalmarket site, Via Trieste 24, Peschiera Borromeo in San Bovio, Milan, Lombardy, Italy. The project involves the construction of a 77,237m2 data center. It includes an on-site substation, 14,900m2 public green spaces, server rooms, office spaces and parking spaces, and the installation of chillers, transformers, generators, electrical equipment, security and safety systems. GSE Italia SRL has been appointed as the main contractor. The project will use energy procured from 100% renewable sources provided by Terna. The campus will have 50MW of backup generators deployed on site. It will feature advanced cooling mechanisms and energy-efficient technologies. In February 2025, demolition works commenced and were completed in November 2025. Construction works commenced in January 2026 and are scheduled to be completed by the third quarter of 2027. | 45.4626 | 9.3103 | The project involves the construction of a 77,237m2 data center on the former Postalmarket site, Via Trieste 24, Peschiera Borromeo in San Bovio, Milan, Lombardy, Italy. The US$443 million project includes the following: 1. Construction of an on-site substation 2. Construction of 14,900m2 public green spaces 3. Construction of server rooms 4. Construction of office spaces 5. Construction of parking spaces 6. Installation of chillers 7. Installation of transformers 8. Installation of generators 9. Installation of electrical equipment 10. Installation of security and safety systems | Green data center; Heating, ventilation and air conditioning (HVAC); Hyperscale Data Center |  |  | April 2026 - Construction activities are underway. January 2026 - Construction works commenced. November 2025 - Demolition works completed. May 2025 - Demolition works are underway. February 2025 - Demolition works commenced. October 2024 - Planning activities are underway. Q1 2023 - Microsoft announced plans to build a data center in Milan. | Project work on Schedule | 1 | Not Funded / Unconfirmed | Private | Microsoft Corp | GSE Italia SRL
524085 | 524085 | 2026-04-06 17:18 | Aligned – CMH-02 Data Center – Ohio | Aligned – CMH-02 Data Center – Ohio | https://construction.globaldata.com/Projects/Overview/524085 | Execution | Parent | 770 | 2024 Q4 | 2025 Q3 | 2026 Q4 | North America | United States | Ohio |  | 47201 County Road 273, Conesville | 43811 | Commercial & Leisure | Data Center | Data Center |  |  | Redevelopment | Onshore | Aligned Data Centers (Aligned) is undertaking the construction of a Tier III hyperscale data center at Conesville Industrial Park in Conesville, Ohio, the US. The project involves conversion of an existing manufacturing zone into a two-story 43,943m2 data center on 80ha of land. It includes the a substation with four power transformers, data halls, an administrative space, access roads, and the improvements of water and sewer systems, utilities, and the installation of safety and security systems. The project is committed to operating on 100% renewable energy. It features 3MW backup generators and 2MW UPS (Uninterruptible Power Supply) systems, designed with an N+1 block redundant topology. For cooling, the data center utilizes Delta3 air cooling arrays, which are configured with a minimum N+1 redundancy. Additionally, a closed-loop chilled water system design enhances the efficiency. In September 2023, Aligned acquired property in Northeast Ohio. Aligned commenced construction of the substation in July 2025, after Coshocton Port Authority received a US$58.7 million grant from the All Ohio Future Fund for utility upgrades, building an access road and expanding water and sewer lines from the City of Coshocton. Holder Construction Co. has been appointed as a general contractor, and Frontier Group of Companies LLC as an associated developer. Construction works commenced in September 2025 and expected to be completed in 2026. | 40.1928 | -81.8669 | The project involves the construction of a two-story 43,943m2 data center on 80ha of land inside the Conesville Industrial Park, adjacent to the former AEP Conesville Power Plant in Coshocton County, Conesville, Ohio, the US. The US$770 million project includes the following: 1. Construction of a substation with four power transformers 2. Construction of data halls 3. Construction of an administrative space 4. Construction of access roads 5. Improvements of water and sewer systems 6. Improvements of utilities 7. Installation of safety and security systems | Heating, ventilation and air conditioning (HVAC); Hyperscale Data Center; Tier 3 Data Center |  |  | April 2026 - Construction works are underway. October 2025 - Construction works are underway. September 30, 2025 - A groundbreaking ceremony was held. July 2025 - The project will receive US$$58.7 million grant from the State of Ohio. Q4 2024 - Aligned announced plans to build a data center in Conesville. | Project work on Schedule | 1 | Not Funded / Unconfirmed | Private | Aligned Data Centers | Holder Construction Co
539029 | 539029 | 2026-04-06 17:00 | T5 Data Centers – Georgia Data Center Campus – Georgia | T5 Data Centers – Georgia Data Center Campus – Georgia | https://construction.globaldata.com/Projects/Overview/539029 | Planning | Parent | 16000 | 2025 Q1 | 2027 Q4 | 2030 Q4 | North America | United States | Georgia |  |  |  | Commercial & Leisure | Data Center | Data Center |  | Low | New | Onshore | T5 Data Centers LLC is planning to construct the hyperscale data center campus in Georgia, the US. The project involves the construction of the data center building campus comprising 20 buildings with a consumption capacity of 1,200MW. It includes the construction of data center campus, server rooms, meeting rooms, office space, and car parking facilities, and the installation of safety and security systems. | 32.6555 | -85.8356 | The project involves the construction of data center campus comprising 20 buildings with a consumption capacity of 1,200MW in Georgia, the US. The US$16,000 million project includes the following: 1. Construction of server rooms 2. Construction of meeting rooms 3. Construction of an office space 4. Construction of car parking facilities 5. Installation of elevators and security systems | Heating, ventilation and air conditioning (HVAC); Hyperscale Data Center |  |  | April 2026 - Planning activities are underway. October 2025 - Planning activities are underway. September 2025 - Planning activities are underway. Q1 2025 - T5 Data Centers announced plans to build the data center campus in Georgia. | No Major Development | 0 | Not Funded / Unconfirmed | Private | T5 Data Centers LLC
539986 | 539847 | 2026-04-06 15:44 | Metrobloks – IND A1 Data Center: Phase I – Indiana | Metrobloks – IND A1 Data Center – Indiana | https://construction.globaldata.com/Projects/Overview/539986 | Pre-Design | Sub | 150 | 2025 Q1 | 2027 Q1 | 2028 Q4 | North America | United States | Indiana | Indianapolis | 2505 N Sherman Drive | 46218 | Commercial & Leisure | Data Center | Data Center |  | High | Redevelopment | Onshore | Metrobloks is planning to build a Tier III colocation data center as part of the IND A1 Data Center at 2505 N Sherman Drive, in Indianapolis, Indiana, the US. The project involves the construction of a two-story data center building on 5ha of land. It includes the construction of two data halls with racks, meeting rooms, office space, storage facilities and parking facilities, and the installation of power and cooling systems, safety and security systems. The project is located adjacent to a 138kV substation. The facility utilizes an N+1 Uninterruptible Power Supply (UPS) system and two 2,750kW diesel standby generators in an N+1 configuration, providing reliable backup power. The cooling solution employs a combination of air-based, direct-to-chip liquid-based, and hybrid configurations, specifically designed to manage high-density AI workloads efficiently while maintaining low Power Usage Effectiveness (PUE) levels. Notably, the system is designed with sustainability in mind, operating without any chillers. | 39.7684 | -86.158 | The project involves the construction of a two-story data center building on 5ha of land in Indianapolis, Indiana, the US. The US$150 million project includes the following: 1. Construction of two data halls with racks 2. Construction of meeting rooms 3. Construction of office space 4. Construction of storage facilities 5. Construction of parking facilities 6. Installation of power and cooling systems 7. Installation of safety and security systems | Colocation Data Center; Tier 3 Data Center |  |  | April 2026 - Metroblocks secured planning approvals from the City of Indianapolis. October 2025 - Environmental study activities are underway; simultaneously, Metroblocks plans to hold more community informational sessions and discussions with the local residents before submitting a formal proposal. September 2025 - Metrobloks held a public meeting with local community to discuss about the proposed development plans. Q1 2025 - Metrobloks announced plans to build a data center in Indianapolis, Indiana. | Major Authority Clearance Received | 3 | Not Funded / Unconfirmed | Private | Metrobloks LLC
539847 | 539847 | 2026-04-06 15:22 | Metrobloks – IND A1 Data Center – Indiana | Metrobloks – IND A1 Data Center – Indiana | https://construction.globaldata.com/Projects/Overview/539847 | Pre-Design | Parent | 500 | 2025 Q1 | 2027 Q2 | 2029 Q4 | North America | United States | Indiana | Indianapolis | 2505 N Sherman Drive | IN 46218 | Commercial & Leisure | Data Center | Data Center |  | High | Redevelopment | Onshore | Metrobloks is planning to build an AI, Tier III, colocation data center at 2505 N Sherman Drive, in Indianapolis, Indiana, the US. The project involves the construction of a 14,340m2 data center campus comprising two two-story buildings with a combined capacity of 72MW on 5ha of land. It includes the construction of four data halls with racks, meeting rooms, a substation, storage facilities and parking facilities, and the installation of power and cooling systems, safety and security systems. The project will be delivered in two phases, with an initial investment of around US$150 million. The project is located adjacent to a 138kV substation. The project will source power from AES Indiana and 36 electrical generators. It will utilise an N+1 Uninterruptible Power Supply (UPS) system and 3,000kW diesel standby generators in an N+1 configuration, providing reliable backup power. The cooling solution employs a combination of air-based, direct-to-chip liquid-based, and hybrid configurations, specifically designed to manage high-density AI workloads efficiently while maintaining low Power Usage Effectiveness (PUE) levels. The system is designed with sustainability in mind, operating without any chillers. | 39.8043 | -86.1048 | The project involves the construction of a 14,340m2 data center campus comprising two two-story buildings with a combined capacity of 72MW on 5ha of land in Indianapolis, Indiana, the US. The US$500 million project includes the following: 1. Construction of four data halls with racks 2. Construction of meeting rooms 3. Construction of a substation 4. Construction of storage facilities 5. Construction of parking facilities 6. Installation of power and cooling systems 7. Installation of safety and security systems | Colocation Data Center; Heating, ventilation and air conditioning (HVAC); Tier 3 Data Center |  | https://www.metrobloks.com/sites/indianapolis | April 2026 - Metroblocks secured planning approvals from the City of Indianapolis. October 2025 - Environmental study activities are underway; simultaneously, Metroblocks plans to hold more community informational sessions and discussions with the residents before submitting a formal proposal. September 2025 - Metrobloks held a public meeting with local community to discuss about the proposed development plans. Q1 2025 - Metrobloks announced plans to build a data center in Indianapolis, Indiana. | Major Authority Clearance Received | 3 | Not Funded / Unconfirmed | Private | Metrobloks LLC
512381 | 512381 | 2026-04-06 14:55 | Equinix – Dublin DB7x Data Center – Leinster | Equinix – Dublin DB7x Data Center – Leinster | https://construction.globaldata.com/Projects/Overview/512381 | Execution | Parent | 92 | 2024 Q1 | 2026 Q1 | 2028 Q1 | Europe | Ireland | Leinster | Dublin | Blanchardstown |  | Commercial & Leisure | Data Center | Data Center |  |  | New | Onshore | Equinix is undertaking the construction of a colocation data center in the Blanchardstown area of Dublin, Leinster, Ireland. The project involves the construction of a 1,320m2 data center with a consumption capacity of 5MW. It includes the construction of data halls, a substation, parking spaces, an office space, retail space, and the installation of generators, cooling systems, and safety and security systems. The facility is designed to be 100% flexible to support the Irish national grid, with power drawn from the campus's existing utility allocation. | 53.3324 | -6.2503 | The project involves the construction of a 1,320m2 data center with a consumption capacity of 5MW in Dublin, Leinster, Ireland. The US$92 million project includes the following: 1. Construction of data halls 2. Construction of a substation 3. Construction of parking spaces 4. Construction of an office space 5. Construction of retail space 6. Installation of generators 7. Installation of cooling systems 8. Installation of safety and security systems | Colocation Data Center |  |  | April 2026 - Construction activities are underway. March 2026 - Construtcion commenced. July 2025 - Planning activities are underway. February 2025 - Planning activities are underway. Q1 2024 - Equinix announced plans to build a data center in Dublin. | Project work on Schedule | 1 | Not Funded / Unconfirmed | Private | Equinix Inc
538755 | 538755 | 2026-04-06 14:45 | Mah Sing Group – Meridin East Data Center – Johor | Mah Sing Group – Meridin East Data Center – Johor | https://construction.globaldata.com/Projects/Overview/538755 | Planning | Parent | 200 | 2024 Q1 | 2027 Q1 | 2029 Q4 | Asia-Pacific | Malaysia | Johor | Johor Bahru | Meridin East Township | 81700 | Commercial & Leisure | Data Center | Data Center |  | Low | New | Onshore | Mah Sing Group Bhd (MSGB) is planning to build a data center in Johor Bahru, Johor, Malaysia. The project involves the construction of a data center on 25ha of land. It includes the construction of data halls with racks, meeting rooms, office space, storage facilities and parking facilities, and the installation of power and cooling systems, safety and security systems. The site offers a potential 300MW power capacity. | 1.5133 | 103.9527 | The project involves the construction of a data center on 25ha of land within Meridin East Township, Johor Bahru, Johor, Malaysia. The US$200 million project includes the following: 1. Construction of data halls 2. Construction of meeting rooms 3. Construction of office space 4. Construction of storage facilities 5. Construction of parking facilities 6. Installation of power and cooling systems 7. Installation of safety and security systems | Heating, ventilation and air conditioning (HVAC) |  |  | April 2026 - Planning activities are underway. September 2025 - Planning activities are underway. Q1 2024 - MSGB announced plans to build a data center in Meridin East. | No Major Development | 0 | Not Funded / Unconfirmed | Private | Mah Sing Group Bhd
537147 | 537147 | 2026-04-06 14:38 | DH Invest/ GovTech Agency – Bhutan Data Center – Bhutan | DH Invest/ GovTech Agency – Bhutan Data Center – Bhutan | https://construction.globaldata.com/Projects/Overview/537147 | Study | Parent | 450 | 2025 Q2 | 2029 Q1 | 2034 Q4 | Asia-Pacific | Bhutan |  |  |  |  | Commercial & Leisure | Data Center | Data Center |  | Low | New | Onshore | The Government Technology Agency (GovTech) of Bhutan and Druk Holding & Investments Ltd (DHI) are planning to build a hyperscale data center in Bhutan. The exact location of the project is either Gelephu Mindfulness City or has yet to be finalised. The project involves the construction of a data center with a consumption capacity of a 40-50MW. It includes the construction of server rooms with racks, control rooms, an administrative space, storage space, meet-me rooms, and the installation of generators, air conditioning, safety, and security systems. The data center to support the increase in demand for Artificial Intelligence (AI), cloud computing and data storage. The project is committed to operating on 100% renewable energy. Construction works are expected to be completed by 2034. | 27.4711 | 89.1158 | The project involves the construction of a data center with a consumption capacity of 40-50MW in Bhutan. The US$450 million project includes the following: 1. Construction of server rooms with racks 2. Construction of control rooms 3. Construction of an administrative space 4. Construction of storage space 5. Construction of meet-me rooms 6. Installation of generators 7. Installation of equipment 8. Installation of advanced cooling systems 9. Installation of safety and security systems | Green data center; Heating, ventilation and air conditioning (HVAC); Hyperscale Data Center |  |  | April 2026 - Feasibility study works are underway. September 2025 - Feasibility study works are underway. June 2025 - Feasibility study works are underway. Q2 2025 - Government of Bhutan announced plans to build a data center in Bhutan. | No Major Development | 0 | Not Funded / Unconfirmed | Public/Private | Druk Holding & Investments Ltd;GovTech Agency
562765 | 562765 | 2026-04-06 14:38 | Gangneung DCPEF – Gangneung AI Data Center – Gangwon-do | Gangneung DCPEF – Gangneung AI Data Center – Gangwon-do | https://construction.globaldata.com/Projects/Overview/562765 | Execution | Parent | 9136 | 2025 Q1 | 2026 Q1 | 2032 Q4 | Asia-Pacific | South Korea | Gangwon-do |  | Aninjin-ri area of Gangdong-myeon, Gangneung-si |  | Commercial & Leisure | Data Center | Data Center |  |  | New | Onshore | Gangneung DCPEF Co., Ltd. is undertaking the construction of a hyperscale data center in Aninjin-ri area of ​​Gangdong-myeon, Gangneung-si, South Korea. The project involves the construction of a data center campus with capacity of up to 1,000MW on 3ha of land. It includes the construction of data halls with racks, meeting rooms, office space, storage facilities and parking facilities, and the installation of elevator, cooling systems, safety and security systems. The project will be implemented in five phases. The first phase with an investment of US$4,800 million involves construction of a 15,880m2 data center with a capacity of 80MW, consisting of two buildings with four stories above ground and three stories underground. The facility draws power from the utility grid operated by Korea Electric Power Corporation. LG Electronics Inc has been appointed as an electrical equipment supply contractor, and GS Engineering & Construction Corp as a main contractor. The first phase is scheduled to be completed by 2028. | 37.7181 | 128.9662 | The project involves the construction of a data center campus with capacity of up to 1,000MW on 3ha of land in Gangdong-myeon, Gangneung-si, South Korea. The US$9,136 million project includes the following: 1. Construction of data halls with racks 2. Construction of meeting rooms 3. Construction of office space 4. Construction of storage facilities 5. Construction of parking facilities 6. Installation of elevator 7. Installation of cooling systems 8. Installation of safety and security systems | Elevator; Heating, ventilation and air conditioning (HVAC); Hyperscale Data Center |  |  | April 2026 - Construction works are underway. March 2026 - Groundbreaking ceremony held and construction works commenced on the first phase. January 2026 - The project secured building permit. Q1 2025 - Gangneung DCPEF announced plans to build a data center complex in Gangneung. | Project work on Schedule | 1 | Partially Funded | Private | Gangneung DCPEF Co Ltd | GS Engineering & Construction Corp
557851 | 557851 | 2026-04-06 14:37 | Cloud Centers – 711 Ogden Avenue Data Center – Illinois | Cloud Centers – 711 Ogden Avenue Data Center – Illinois | https://construction.globaldata.com/Projects/Overview/557851 | Cancelled | Parent | 100 | 2025 Q4 | Awaiting Confirmation | 2026 Q1 | North America | United States | Illinois | Lisle | 711 Ogden Avenue | 60532 | Commercial & Leisure | Data Center | Data Center |  |  | New | Onshore | Cloud Centers LLC had plans to build a colocation data center at 711 Ogden Avenue, Lisle, Illinois, the US. The project involved the construction of a two-storey, 23,783m2 data center with a consumption capacity of 50MW on 7.2ha of land. It included the construction of data halls, meet-me rooms, server rooms, a substation and the installation of generators and uninterruptible power supply (UPS) units, cooling systems and safety and security systems. It will be equipped with reliable uninterruptible power supply (UPS) units and generators for backup power systems. It also features an advanced cooling system, ensuring optimal performance and efficiency with maximum reliability. | 41.8018 | -88.0628 | The project involved the construction of a two-storey, 23,783m2 data center with a consumption capacity of 50MW on 7.2ha of land at 711 Ogden Avenue, Lisle, Illinois, the US. The US$100 million project included the following: 1. Construction of data halls 2. Construction of server rooms 3. Construction of a substation 4. Installation of generators and uninterruptible power supply (UPS) units 5. Installation of the cooling system 6. Installation of safety and security systems | Colocation Data Center |  |  | March 2026 - The project has been cancelled as CloudCenters LLC withdrawn application. January 2026 - Planning activities are underway. Q4 2025 - Cloud Centers LLC announced plans to build a data center at 711 Ogden Ave, Lisle. | Project has been Cancelled | -5 | Not Funded / Unconfirmed | Private | Cloud Centers LLC
562700 | 562700 | 2026-04-06 14:34 | Greensky Energy – Huittinen Data Center – Satakunta | Greensky Energy – Huittinen Data Center – Satakunta | https://construction.globaldata.com/Projects/Overview/562700 | Planning | Parent | 1380 | 2025 Q4 | 2027 Q2 | 2029 Q4 | Europe | Finland | Satakunta |  | Hankaanmaa region in Korvenkyla, Huittinen |  | Commercial & Leisure | Data Center | Data Center |  | Medium | New | Onshore | Greensky Energy Oy, a part of the Greensky Group plans to construct a hyperscale data center campus in Huittinen, Finland. The project involves the construction of a 30,000m2 data center on 60.34ha of land with a power consumption capacity of 100MW in the first phase and can be eventually scaled up to approximately 250MW. It includes the construction of data halls with racks, meeting rooms, office space, storage facilities and parking facilities, and the installation of power and cooling systems, safety and security systems. The project is committed to operating on 100% renewable energy. The facility draws power from the utility grid operated by Fingrid. It utilises a closed loop water cooling system. | 61.1772 | 22.6989 | The project involves the construction of a 30,000m2 data center with a power consumption capacity of 100MW on on 60.34ha of land in Hankaanmaa region in Korvenkyla, Huittinen, Finland. The US$1,380 million project includes the following: 1. Construction of data halls with racks 2. Construction of meeting rooms 3. Construction of office space 4. Construction of storage facilities 5. Construction of parking facilities 6. Installation of power and cooling systems 7. Installation of safety and security systems | Heating, ventilation and air conditioning (HVAC); Hyperscale Data Center |  |  | April 2026 - Planning activities are underway. March 2026 - The Huittinen City Council to review the zoning application. Q4 2025 - Greensky Energy announced plans to build a large data center in Huittisinen. | No Major Development | 0 | Not Funded / Unconfirmed | Private | Greensky Energy Oy
383568 | 383568 | 2026-04-06 14:32 | Metta DC – MettaDC Data Centers Program – Indonesia | Metta DC – MettaDC Data Centers Program – Indonesia | https://construction.globaldata.com/Projects/Overview/383568 | Execution | Program | 2600 | 2020 Q3 | 2021 Q2 | 2027 Q4 | Asia-Pacific | Indonesia |  |  |  |  | Commercial & Leisure | Data Center | Data Center |  |  | New | Onshore | PT MettaDC Technology (MettaDC) is undertaking the construction of data centers in Indonesia. The program involves the construction of data centers with a capacity of 500MW. It includes the construction of data halls, a storage facility, an administrative facility, and other related facilities, and the installation of equipment, safety and security systems. The MettaDC ID01 is a three-story, 35MW data center with 10,000m2 of white space across six data halls at full build-out, four dark fiber optic route lines, and has capacity for up to 3,000 racks on 1.8ha of land. Phase one of ID01 offers 10MW. It is located on 1.8ha of land in Jl. Science Boulevard Raya A1B, Jababeka Industrial Estate, Bekasi. ID01 Data Center is equipped with a Dedicated Working Space, a Smart Meeting Room, an Electric Staging Station, an entertainment room, and an operational car. It has passed ISO 27001, 9001, PCI DSS, TVRA & Uptime Tier III design certifications. PT Pembangunan Perumahan (Persero), Tbk (PTPP) was appointed as the construction contractor for MettaDC ID01. PT Indonesia Infrastructure Finance (IIF) and Nuevo Asia Capital Pte Ltd (NAC) were appointed as Joint Mandated Lead Arrangers, and Nuevo Asia Capital Pte Ltd (NAC) as financial advisor. In July 2021, the groundbreaking ceremony was held for phase one of MettaDC ID01. Indonesia Infrastructure Finance (IIF) provided a US$40.4 million loan for the development of phase one of ID01 data center. In October 2022, MettaDC completed the construction of Phase One of MettaDC ID01, and the whole project was completed in 2025. | -1.4996 | 113.2903 | The program involves the construction of data centers with a capacity of 500MW in Indonesia. The US$2,600 million program includes the following: 1. Construction of data halls 2. Construction of an office facility 3. Construction of an administrative facility 4. Construction of other related facilities 5. Installation of equipment 6. Installation of safety and security systems | Colocation Data Center; Heating, ventilation and air conditioning (HVAC); Tier 3 Data Center | [5 empty] | Partially Funded | Private | Metta DC
539256 | 539256 | 2026-04-06 14:04 | PointOne Hldgs – Charles Data Center Campus – Virginia | PointOne Hldgs – Charles Data Center Campus – Virginia | https://construction.globaldata.com/Projects/Overview/539256 | Planning | Parent | 5400 | 2024 Q1 | 2027 Q1 | 2029 Q4 | North America | United States | Virginia | Richmond | 2840 Roxbury Rd | 23030 | Commercial & Leisure | Data Center | Data Center |  | Low | New | Onshore | PointOne Holdings is planning to build a colocation data center campus in Remington, Richmond, Charles County, Virginia, the US. The project involves the construction of a 302,000m2 data center campus with a consumption capacity of 600MW on 101ha of land. It includes five data center buildings, two substations, conference rooms, break rooms, meet-me rooms, green roofs, server rooms and parking spaces, and the installation of racks, solar panels and safety and security systems. The first building includes an 108MW IT capacity. The facility has been committed to operating on renewable energy from a solar farm. It is equipped with reliable uninterruptible power supply (UPS) units and diesel generators for backup power systems. It also features an advanced cooling system, ensuring optimal performance and efficiency with maximum reliability. The 342MW of onsite power is expected to be delivered in 2027. | 37.4498 | -99.1444 | The project involves the construction of a 302,000m2 data center campus with a consumption capacity of 600MW on 101ha of land in Richmond, Charles County, Virginia, the US. The US$5,400 million project includes the following: 1. Construction of five data center buildings 2. Construction of conference rooms 3. Construction of break rooms 4. Construction of server rooms 5. Construction of two substations 6. Construction of meet-me rooms 7. Construction of parking spaces 8. Installation of UPS/generators 9. Installation of racks 10. Installation of solar panels 11. Installation of safety and security systems | Colocation Data Center; Emergency power/Backup power; Heating, ventilation and air conditioning (HVAC) |  |  | April 2026 - Planning activities are underway. September 2025 - Planning activities are underway. February 2025 - Planning activities are underway. Q1 2024 - PointOne announced plans to build a data center in the US. October 2022 - Planning activities are underway. | No Major Development | 0 | Not Funded / Unconfirmed | Private | PointOne Holdings
525174 | 525174 | 2026-04-06 14:03 | Northtree Inv – Hemel Hempstead Data Center – Herefordshire | Northtree Inv – Hemel Hempstead Data Center – Herefordshire | https://construction.globaldata.com/Projects/Overview/525174 | Planning | Parent | 200 | 2022 Q1 | 2027 Q1 | 2028 Q1 | Europe | United Kingdom | Herefordshire |  | 45 Maylands Avenue | HP2 7DF | Commercial & Leisure | Data Center | Data Center |  | Low | Redevelopment | Onshore | Northtree Investment Management Ltd is planning to undertake the construction of a colocation data center on the former Blue Box Storage site in Hemel Hempstead, Hertfordshire, the UK. The project includes the redevelopment of a three-story, 5,100m2 data center with a consumption capacity of 10MW. It involves the construction of two data halls each offering 5MW, server rooms, an office building, a substation and parking spaces, and the installation of safety and security systems. In 2022, an application was submitted to demolish the existing Blue Box Storage facility structures and redevelop the site for flexible commercial use. Scott Brownrigg has been appointed as an architect. This redevelopment reflects the growing trend of repurposing commercial real estate for high-density hyperscale infrastructure, especially given the project's proximity to power, fibre, and London Availability Zone latency corridors. It is equipped with reliable uninterruptible power supply (UPS) units and generators for backup power systems. It also features an advanced cooling system, ensuring optimal performance and efficiency with maximum reliability. | 51.7618 | -0.44219 | The project includes the redevelopment of a three-story, 5,100m2 data center with a consumption capacity of 10MW at 45 Maylands Avenue in Hemel Hempstead, Hertfordshire, the UK. The US$200 million project includes the following: 1. Construction of two data halls, each offering 5MW 2. Construction of server rooms 3. Construction of an office building 4. Construction of a substation 5. Construction of parking spaces 6. Installation of cooling systems 7. Installation of generators and uninterruptible power supply (UPS) units 8. Installation of safety and security systems | Colocation Data Center |  |  | April 2026 - Planning activities are underway. December 2025 - Planning activities are underway. September 2025 - Planning activities are underway. August 2025 - The project has received outline approvals from the Dacorum Borough Council. May 2022 - An application was filed to demolish the existing structures and redevelop the site for flexible commercial use to the Dacorum Borough Council. Q1 2022 - Northtree Investment Management announced plans to build a data center in Hemel Hempstead. | No Major Development | 0 | Not Funded / Unconfirmed | Private | Northtree Investment Management Ltd |  | Scott Brownrigg
504883 | 504883 | 2026-04-06 13:53 | UKAEA – Culham AI Data Center Campus – Oxfordshire | UKAEA – Culham AI Data Center Campus – Oxfordshire | https://construction.globaldata.com/Projects/Overview/504883 | Planning | Parent | 300 | 2024 Q1 | 2027 Q2 | 2028 Q4 | Europe | United Kingdom | Oxfordshire | Abingdon | at UKAEA's Culham Campus | OX14 3DB | Commercial & Leisure | Data Center | Data Center |  | Low | New | Onshore | The UK Atomic Energy Authority (UKAEA) is planning to construct an AI data center at the Culham Campus in Abingdon, Oxfordshire, the UK. The project involves the construction of a 100MW data center expandable up to a 500MW campus on 4.04ha of land. It includes the construction of substations, data halls, server rooms, office spaces and parking spaces, and the installation of chillers, transformers, generators, electrical equipment, security and safety systems. The project focuses on driving near-term economic growth and longer-term economic opportunities towards the realisation of UK Net Zero. The data center is being connected to both 132kV and 400kV national electricity grids to secure a power supply. The project is being developed under a Public-Private Partnership (PPP). | 51.6593 | -1.2264 | The project involves the construction of a 100MW AI data center campus on 4.04ha of land at the Culham Campus in Abingdon, Oxfordshire, the UK. The US$300 million project includes the following: 1. Construction of substations 2. Construction of data halls 3. Construction of server rooms 4. Construction of office spaces 5. Construction of parking spaces 6. Installation of chillers 7. Installation of transformers 8. Installation of generators 9. Installation of electrical equipment 10. Installation of security and safety systems | Heating, ventilation and air conditioning (HVAC); PPP; Zero-Energy Building/Net-Zero Energy |  |  | April 2026 - Planning activities are underway. November 2025 - Planning activities are underway. August 2025 - An invitation to express an Interest has been issued for the potential investment partner. May 2025 - The UK Gov is in the process of appointing a Strategic Investment Partner. February 2024 - Study work is underway. Q1 2024 - UKAEA announced plans to build a data center campus in Culham. | No Major Development | 0 | Not Funded / Unconfirmed | Public/Private | UK Atomic Energy Authority (UKAEA)
540872 | 540872 | 2026-04-06 13:45 | Shelborn Drummond – Edinburgh Data Center – Edinburgh | Shelborn Drummond – Edinburgh Data Center – Edinburgh | https://construction.globaldata.com/Projects/Overview/540872 | Planning | Parent | 500 | 2025 Q1 | 2027 Q3 | 2030 Q1 | Europe | United Kingdom | Edinburgh | Edinburgh | 1 Redheughs Avenue in the Edinburgh Park business park | EH12 9JN | Commercial & Leisure | Data Center | Data Center |  | Low | New | Onshore | Shelborn Drummond is planning to undertake the construction of a hyperscale data center at 1 Redheughs Avenue in the Edinburgh Park business park on the site of the former Royal Bank of Scotland (RBS) headquarters in Edinburgh, the UK. The project involves the construction of a 213MW data center, comprising two buildings in a 30,660m2 area on 7.4ha of land. It includes the construction of data halls, server rooms, and substation, and the installation of generators, cooling systems, and safety and security systems. The project will be powered by renewable energy. NWA Architects has been appointed as an architect. | 55.9327 | -3.3133 | The project involves the construction of a 213MW data center, comprising two buildings in a 30,660m2 area on 7.4ha of land in Edinburgh, the UK. The US$500 million project includes the following: 1. Construction of data halls 2. Construction of server rooms 3. Construction of a substation 4. Installation of generators 5. Installation of cooling systems 6. Installation of safety and security systems | Heating, ventilation and air conditioning (HVAC); Hyperscale Data Center |  |  | April 2026 - Planning activities are underway. February 2026 - The City of Edinburgh Council rejected the project plan due to policies in the National Planning Framework (NPF4) relating to climate emissions and lifecycle greenhouse gas emissions. October 2025 - The project awaiting approvals. September 2025 - Shelborn Drummond submitted the project plans. Q1 2025 - Shelborn Drummond announced plans for the construction of a data center in Edinburgh. | Project is Delayed | -3 | Not Funded / Unconfirmed | Private | Shelborn Drummond Ltd |  | Nicholas Webb Architects
537170 | 537170 | 2026-04-06 13:45 | OpenAI/ TCS – OpenAI India Data Center – India | OpenAI/ TCS – OpenAI India Data Center – India | https://construction.globaldata.com/Projects/Overview/537170 | Planning | Parent | 3500 | 2025 Q3 | 2029 Q3 | 2034 Q4 | Asia-Pacific | India |  |  |  |  | Commercial & Leisure | Data Center | Data Center |  | Low | New | Onshore | HyperVault, a subsidiary of Tata Consultancy Services and OpenAI LLC are planning to build a hyperscale data center in India. The project involves the construction of a data center with a consumption capacity of 100MW. It includes the construction of server rooms with racks, control rooms, an administrative space, storage space, meet-me rooms, and the installation of generators, air conditioning, safety, and security systems. The final location of the project is yet to be finalised. The campus has the potential to reach up to 1,000MW capacity in the future, with an expected project value ranging between US$35,000 million and US$50,000 million. The project is part of the US$500,000 million Stargate global AI infrastructure initiative. The facility will utilize a liquid cooling system. | 20.5937 | 78.9629 | The project involves the construction of a data center with a consumption capacity of 100MW in India. The US$3,500 million project includes the following: 1. Construction of server rooms with racks 2. Construction of control rooms 3. Construction of an administrative space 4. Construction of storage space 5. Construction of meet-me rooms 6. Installation of generators 7. Installation of safety and security systems | Heating, ventilation and air conditioning (HVAC); Hyperscale Data Center |  |  | April 2026 - Planning activities are underway. February 2026 - Tata Consultancy Services and OpenAI entered into a strategic partnership to develop the project. September 2025 - Project is in early stages of development. Q3 2025 - OpenAI announced plans to build a data center in India. | No Major Development | 0 | Not Funded / Unconfirmed | Private | OpenAI LLC;Tata Consultancy Services Ltd
492416 | 492416 | 2026-04-06 10:21 | PPC Renewables – Western Macedonia Green Energy Program 3000 MW – West Macedonia | PPC Renewables – Western Macedonia Green Energy Program 3000 MW – West Macedonia | https://construction.globaldata.com/Projects/Overview/492416 | Planning | Program | 6330 | 2025 Q2 | 2028 Q1 | 2032 Q4 | Europe | Greece | West Macedonia |  |  |  | Energy & Utilities | Power Infrastructure | Solar PV | Data Center; Energy Storage | Low | New | Onshore | PPC Group is planning to build green energy parks in Western Macedonia, Greece. The program involves the construction of green energy parks with a combined capacity of 3,000MW. It includes the construction of substations, control rooms and pumped storage units, and the installation of battery storage units, transformers, inverters and solar photovoltaic panels. | 40.3799 | 20.1662 | The program involves the construction of green energy parks with a combined capacity of 3,000MW in Western Macedonia, Greece. The US$6,330 million (EUR5,750 million) program includes the following: 1. Construction of substations 2. Construction of control rooms 3. Construction of pumped storage units 4. Installation of battery storage units 5. Installation of transformers 6. Installation of inverters 7. Installation of solar photovoltaic panels | Energy storage; Green data center |  |  | April 06, 2026 - We have not been able to obtain further updates on this project. We have retained the same project stage and amended the key dates accordingly. We will update the profile as soon as we obtain any new information. | Information Unavailable |  | Not Funded / Unconfirmed | Private | PPC Renewables SA
405759 | 405759 | 2026-04-06 09:31 | BDx SIN1/ Indosat – CGK3A Data Center – Jakarta | BDx SIN1/ Indosat – CGK3A Data Center – Jakarta | https://construction.globaldata.com/Projects/Overview/405759 | Construction Complete | Parent | 150 | 2022 Q3 | 2023 Q2 | 2025 Q3 | Asia-Pacific | Indonesia | Jakarta | Jakarta | Jalan TB Simatupang |  | Commercial & Leisure | Data Center | Data Center |  |  | New | Onshore | BDx Indonesia, a joint venture company of Big Data Exchange (BDx), PT Indosat Tbk (Indosat Ooredoo Hutchison), and PT Aplikanusa Lintasarta, has undertaken the construction of a tier III colocation data center in Jakarta, Indonesia. The project involved the construction of a 14,127m2 data center with a capacity of 24MW. It included the construction of server rooms, a control room, and office space, and the installation of equipment, safety, and security systems. Meinhardt Indonesia has been appointed to provide architectural, civil, structural, MEP engineering, construction supervision, and quantity survey services, and PT Acset Indonusa Tbk as the construction contractor. The facility will use direct-to-chip liquid-cooling technology for cooling. In April 2023, a groundbreaking ceremony was held with the commencement of construction works, and the topping-out ceremony was held in December 2024. In June 2025, BDx Indonesia signed a power purchase agreement (PPA) with PT PLN(PLN), Indonesia’s national electric power distributor, for the power supply of 30 MVA. | -6.2917 | 106.818 | The project involved the construction of a 14,127m2 data center with a capacity of 24MW in Jalan TB Simatupang, Jakarta, Indonesia. The US$150 million project included the following: 1. Construction of server rooms 2. Construction of a control room 3. Construction of office space 4. Installation of equipment 5. Installation of safety and security systems | Colocation Data Center; Heating, ventilation and air conditioning (HVAC); Tier 3 Data Center | A data center is being built in Jalan TB Simatupang, Jakarta. It intends to provide leading and global-level data center services for companies and hyper scalers in Indonesia. It will be a Tier III data center facility, as well as advanced security systems, automation technology, and high network uptime. The data center is built to provide operational excellence and a sustainable solution with a below-average power usage effectiveness (PUE) of 1.4 – without compromising its productivity and scalability. |  | September 2025 - Construction works were completed. June 2025 - BDx Indonesia has signed a power purchase agreement (PPA) with PT PLN for the power supply of 30 MVA. March 2025 - Construction works are underway. December 2024 - Topping out ceremony held. May 30, 2024 - We have not been able to obtain further updates on this project. We have retained the same project stage and amended the key dates accordingly. We will update the profile as soon as we obtain any new information. January 2024 - Construction works are underway. April 10, 2023 - Construction works commenced with a ground breaking event. Q3 2022 - BDX announced plans to build a data center in Jalan TB Simatupang. | Construction Completed | 5 | Not Funded / Unconfirmed | Private | BDx SIN1 Singapore;PT Indosat Ooredoo Hutchison Tbk | PT Acset Indonusa Tbk | PT. Meinhardt Indonesia | PT. Meinhardt Indonesia
562487 | 562487 | 2026-04-06 05:16 | BB Group/ Sembcorp – Saigon Hi-Tech Park Data Center – Ho Chi Minh City | BB Group/ Sembcorp – Saigon Hi-Tech Park Data Center – Ho Chi Minh City | https://construction.globaldata.com/Projects/Overview/562487 | Planning | Parent | 800 | 2026 Q1 | 2027 Q4 | 2028 Q4 | Asia-Pacific | Vietnam | Ho Chi Minh City | Ho Chi Minh City | Saigon Hi-Tech Park | 715000 | Commercial & Leisure | Data Center | Data Center |  | Medium | New | Onshore | StarMason Joint Stock Company (StarMason), a joint venture between Sembcorp Development Ltd and BB Group JSC, is planning to build a Tier III AI hyperscale data center in Saigon Hi-Tech Park, Ho Chi Minh City, Vietnam. The project involves the construction of a data center with a consumption capacity of 90MW on 4.5ha of land. It will be developed in phases. It includes the construction of data halls, conference rooms, meet-me rooms, an admminitrative spaces, and parking spaces, and the installation of racks, generators, cooling system and safety and security systems. In March 20246, StarMason Joint Stock Company received investment approval for the project. | 10.8565 | 106.7871 | The project involves the construction of a data center with a consumption capacity of 90MW on 4.5ha of land in Saigon Hi-Tech Park, Ho Chi Minh City, Vietnam. The US$800 million project includes the following: 1. Construction of data halls 2. Construction of conference rooms 3. Construction of meet-me rooms 4. Construction of an admminitrative spaces 5. Construction of parking spaces 6. Installation of racks 7. Installation of generators 8. Installation of the cooling system 9. Installation of safety and security systems | Artificial Intelligence; Hyperscale Data Center; Tier 3 Data Center |  |  | April 2026 - The project is in the early stages of planning. March 2026 - StarMason Joint Stock Company received investment approval for the project. Q1 2026 - StarMason annoucned plans to build a data center in Vietnam. | No Major Development | 0 | Not Funded / Unconfirmed | Private | BB Group JSC;Sembcorp Development Ltd
503986 | 503986 | 2026-04-05 22:37 | Nebius Grp/ Polarnode – Lappeenranta Data Center – South Karelia | Nebius Grp/ Polarnode – Lappeenranta Data Center – South Karelia | https://construction.globaldata.com/Projects/Overview/503986 | Execution | Parent | 1096 | 2024 Q1 | 2026 Q1 | 2028 Q4 | Europe | Finland | South Karelia | Lappeenranta | Pajarila industrial area | 53500 | Commercial & Leisure | Data Center | Data Center |  |  | New | Onshore | Polarnode Oy and Nebius are undertaking the construction of a data center in the Pajarila industrial area in Lappeenranta, Finland. The project involves the construction of a data center with a capacity of 310MW on 40.4ha of land. It includes server rooms, meeting rooms, administrative spaces, parking spaces, and the installation of equipment, cooling systems, and safety and security systems. The project will be powered by Finland's reliable power grid and will leverage the country's naturally cold climate. It will use a closed-loop liquid cooling system, and the cooling system will be designed to integrate a heat recovery system, to donate excess server heat to the local district heating network. An in-house division of Polarnode will undertake construction work. The initial phase will be completed by 2027. | 61.0535 | 28.2798 | The project involves the construction of a data center with a capacity of 310MW on 40.4ha of land in Lappeenranta, Finland. The US$1,096 million project includes the following: 1. Construction of server rooms 2. Construction of meeting rooms 3. Construction of administrative spaces 4. Construction of parking spaces 5. Installation of equipment 6. Installation of cooling systems 7. Installation of safety and security systems | District Heating/Cooling System; Heating, ventilation and air conditioning (HVAC) |  |  | April 2026 - Construction works are underway. March 2026 - Construction works commenced. January 09, 2026 - We have not been able to obtain further updates on this project. We have retained the same project stage and amended the key dates accordingly. We will update the profile as soon as we obtain any new information. May 2025 - Project is in early stages of development. Q1 2024 - Polarnode announced plans to construct a data center in Lappeenranta. | Project work on Schedule | 1 | Not Funded / Unconfirmed | Private | Nebius Group NV;Polarnode Oy | Polarnode Oy
475136 | 475136 | 2026-04-05 14:13 | Supernova Part – Leopoldina Data Center 200MW – Minas Gerais | Supernova Part – Leopoldina Data Center 200MW – Minas Gerais | https://construction.globaldata.com/Projects/Overview/475136 | Planning | Parent | 49 | 2024 Q4 | 2027 Q1 | 2028 Q4 | South and Central America | Brazil | Minas Gerais | Leopoldina |  |  | Commercial & Leisure | Data Center | Data Center |  | Low | New | Onshore | Supernova and Mapa Investimentos are planning to construct a data center in Leopoldina, Minas Gerais, Brazil. The project involves the construction of a data center, buildings, an office accommodation facility, an information technology unit and the installation of safety and security systems. | -21.5319 | -42.6431 | The project involves the construction of a 200MW data center in Leopoldina, Minas Gerais, Brazil. The US$49 millio project includes thne following: 1. Construction of a data center 2. Construction of buildings 3. Construction of an office accommodation facility 4. Construction of an information technology unit 5. Installation of safety and security systems |  |  |  | April 2026 - Planning activities are underway. October 2025 - Planning activities are underway. May 2025 - Planning activities are underway. Q4 2024 - Mapa Investimentos and Supernova are planning to construct a data center in Minas Gerais. | No Major Development | 0 | Not Funded / Unconfirmed | Private | Supernova Participacoes Ltda
470218 | 470218 | 2026-04-04 12:05 | Intro Grp/ Oman Data Park – Kemet Data Center in the Canal Economic Zone – Suez | Intro Grp/ Oman Data Park – Kemet Data Center in the Canal Economic Zone – Suez | https://construction.globaldata.com/Projects/Overview/470218 | EPC Award | Parent | 450 | 2023 Q2 | 2026 Q3 | 2028 Q2 | Middle East and Africa | Egypt | Suez | Suez |  |  | Commercial & Leisure | Data Center | Data Center |  | Low | New | Onshore | Intro Group and Oman Data Park LLC is undertaking the construction of a Kemet Data Center will span 80,000 square meters in the Canal Economic Zone, Suez, Egypt. This project involves the construction of data center. It also includes the construction of meeting rooms, administrative space, parking facilities, associated facilities (e.g., electrical, mechanical, and plumbing systems), installation of safety and security systems, cooling and ventilation systems, power generation and distribution systems, redundancy and backup systems (e.g., generators, UPS), management and monitoring systems, storage and warehouse spaces, access control and surveillance systems, fire suppression and detection systems and exterior landscaping and parking lot lighting. In November 2024, Sterling and Wilson Pvt Ltd has been appointed as the main contractor with a contractor. In June 2025, Construction works are not yet commenced. | 29.9737 | 32.5263 | Intro Group and Oman Data Park LLC is undertaking the construction of a Kemet Data Center will span 80,000 square meters in the Canal Economic Zone, Suez, Egypt. The project will be developed in two phases. The project aligns with Egypt’s Vision 2030 goals, enhancing the country’s digital infrastructure, localizing essential service industries, boosting foreign investment in the SCZone, and strengthening its role as a regional hub for cloud and data services. The US$450 million project includes the following: 1. Construction of a data center 2. Construction of meeting rooms 3. Construction of administrative space 4. Development of parking facilities 5. Installation of safety and security systems 6. Implementation of data center cooling and ventilation systems 7. Installation of power generation and distribution systems 8. Construction of redundancy and backup systems 9. Installation of data center management and monitoring systems 10. Construction of storage and warehouse spaces 11. Implementation of access control and surveillance systems 12. Installation of fire suppression and detection systems 13. Construction of exterior landscaping and parking lot lighting | Heating, ventilation and air conditioning (HVAC) | A Data Center is planned to be developed in the Canal Economic Zone, Suez, Egypt. |  | April 2026 - We have not been able to obtain further updates on this project. We have retained the same project stage and amended the key dates accordingly. We will update the profile as soon as we obtain any new information. June 2025 - Construction works are not yet commenced. December 2024 - Sterling and Wilson Pvt Ltd has been appointed as the main contractor. | Information Unavailable |  | Not Funded / Unconfirmed | Private | Intro Group;Oman Data Park LLC | Sterling and Wilson Pvt Ltd
540845 | 540845 | 2026-04-02 17:33 | Adiatic DC – Puglia Data Center Valley – Apulia | Adiatic DC – Puglia Data Center Valley – Apulia | https://construction.globaldata.com/Projects/Overview/540845 | Planning | Program | 13000 | 2025 Q1 | 2026 Q4 | 2032 Q4 | Europe | Italy | Apulia | Ruvo di Puglia |  |  | Commercial & Leisure | Data Center | Data Center |  | Medium | New | Onshore | Adriatic DC is planning to construct a data center hub called "Puglia Data Center Valley" in Apulia, Italy. The program involves the construction of three hyperscale data centers with a total consumption capacity of 2,200MW. It includes the construction of data halls, server rooms, an administrative facility, parking spaces, hard and soft landscaping, and the installation of safety and security systems. 1. A 200MW data center on the former Manifattura Tabacchi site in Bari. 2. A 500MW Data center in Brindisi 3. A 1,500MW Adriatic DC Hub in Puglia The facility is committed to operating on a utility grid and using renewable energy in the region. It is equipped with reliable uninterruptible power supply (UPS) units and diesel generators for backup power systems. It also features an advanced cooling system, ensuring optimal performance and efficiency with maximum reliability. | 41.1176 | 16.4842 | The program involves the construction of three hyperscale data centers with a total consumption capacity of 2,200MW in Puglia, Apulia, Italy. The US$13,000 million project includes the following: 1. Construction of data halls 2. Construction of conference rooms 3. Construction of substations 4. Construction of meet-me rooms 5. Construction of parking spaces 6. Installation of generators 7. Installation of racks 8. Installation of safety and security systems | Emergency power/Backup power; Green data center; Heating, ventilation and air conditioning (HVAC); Hyperscale Data Center |  |  |  | Project work on Schedule | 1 | Not Funded / Unconfirmed | Private | Adiatic DC srl
513107 | 540845 | 2026-04-02 17:30 | Adiatic DC – Adriatic DC Bari – Apulia | Adiatic DC – Puglia Data Center Valley – Apulia | https://construction.globaldata.com/Projects/Overview/513107 | Planning | Parent | 2284 | 2025 Q1 | 2026 Q4 | 2029 Q1 | Europe | Italy | Apulia | Bari | Former Manifattura Tabacchi | 70123 | Commercial & Leisure | Data Center | Data Center |  | Low | Redevelopment | Onshore | Adriatic DC is planning to construct a hyperscale data center on the former Manifattura Tabacchi in Bari, Apulia, Italy. The project involves the construction of a data center with a consumption capacity of 200MW. It includes the construction of data halls with each one 1,000m2, server rooms, an administrative facility, parking spaces, hard and soft landscaping, associated infrastructure, ancillary office space, and associated facilities, and the installation of equipment, a cooling system, and safety and security systems. The project is part of Adriatic DC's "Puglia Data Center Valley" program. The facility is committed to operating on a utility grid and using renewable energy in the region. It is equipped with reliable uninterruptible power supply (UPS) units and diesel generators for backup power systems. It also features an advanced cooling system, ensuring optimal performance and efficiency with maximum reliability. The construction works are scheduled to break ground by the fourth quarter of 2026. | 41.1199 | 16.8576 | The project involves the construction of a data center with a consumption capacity of 200MW on the former Manifattura Tabacchi in Bari, Apulia, Italy. The US$2,284 million project includes the following: 1. Construction of data halls 2. Construction of server rooms 3. Construction of an administrative facility 4. Construction of parking spaces 5. Construction of hard and soft landscaping 6. Construction of associated infrastructure 7. Construction of ancillary office space and associated facilities 8. Installation of equipment 9. Installation of the cooling system 10. Installation of safety and security systems | Green data center; Heating, ventilation and air conditioning (HVAC); Hyperscale Data Center |  |  | April 2026 - Planning activities are underway. October 2025 - Planning activities are underway. July 2025 - Planning activities are underway. Q1 2025 - Adriatic DC announced plans to construct a hyperscale data center in Bari. | No Major Development | 0 | Not Funded / Unconfirmed | Private | Adiatic DC srl
540844 | 540845 | 2026-04-02 17:25 | Adiatic DC – Adriatic DC Hub – Apulia | Adiatic DC – Puglia Data Center Valley – Apulia | https://construction.globaldata.com/Projects/Overview/540844 | Planning | Parent | 7900 | 2025 Q1 | 2028 Q3 | 2032 Q3 | Europe | Italy | Apulia | Ruvo di Puglia |  |  | Commercial & Leisure | Data Center | Data Center |  | Low | New | Onshore | Adriatic DC is planning to construct a hyperscale data center called "Adriatic DC Hub" in Apulia, Italy. The project involves the construction of a data center with a consumption capacity of 1,500MW on 809ha of land. It includes the construction of data halls with each one 1,000m2, server rooms, an administrative facility, parking spaces, and the installation of safety and security systems. The project is part of Adriatic DC's "Puglia Data Center Valley" program. The facility is committed to operating on a utility grid and using renewable energy in the region. It is equipped with reliable uninterruptible power supply (UPS) units and diesel generators for backup power systems. It also features an advanced cooling system, ensuring optimal performance and efficiency with maximum reliability. | 41.1176 | 16.4842 | The project involves the construction of a hyperscale data center with a consumption capacity of 1,500MW on 809ha of land in Apulia, Italy. The US$7,900 million project includes the following: 1. Construction of data halls 2. Construction of conference rooms 3. Construction of a substation 4. Construction of meet-me rooms 5. Construction of parking spaces 6. Installation of generators 7. Installation of racks 8. Installation of safety and security systems | Green data center; Heating, ventilation and air conditioning (HVAC); Hyperscale Data Center |  |  | April 2026 - Planning activities are underway. October 2025 - Planning activites are underway. Q1 2025 - Adriatic DC announced plans to construct a hyperscale data center in Italy. | No Major Development | 0 | Not Funded / Unconfirmed | Private | Adiatic DC srl
513203 | 540845 | 2026-04-02 17:24 | Adiatic DC – Adriatic DC Brindisi – Apulia | Adiatic DC – Puglia Data Center Valley – Apulia | https://construction.globaldata.com/Projects/Overview/513203 | Planning | Parent | 2700 | 2025 Q1 | 2027 Q4 | 2030 Q2 | Europe | Italy | Apulia | Brindisi | Brindisi Greenfield | 72100 | Commercial & Leisure | Data Center | Data Center |  | Low | New | Onshore | Adriatic DC is planning to construct a hyperscale data center at the Brindisi industrial zone, Brindisi, Apulia, Italy. The project involves the construction of a hyperscale data center with a consumption capacity of 500MW. It includes the construction of data halls with each one 1,000m2, server rooms, an administrative facility, parking spaces, hard and soft landscaping and the installation of safety and security systems. The project is part of Adriatic DC's "Puglia Data Center Valley" program. The facility is committed to operating on a utility grid and using renewable energy in the region. It is equipped with reliable uninterruptible power supply (UPS) units and diesel generators for backup power systems. It also features an advanced cooling system, ensuring optimal performance and efficiency with maximum reliability. | 40.6328 | 17.9417 | The project involves the construction of a hyperscale data center with a consumption capacity of 500MW at the Brindisi industrial zone, Brindisi, Apulia, Italy. The US$2,700 million project includes the following: 1. Construction of data halls 2. Construction of server rooms 3. Construction of an administrative facility 4. Construction of parking spaces 5. Construction of hard and soft landscaping 6. Installation of safety and security systems | Green data center; Heating, ventilation and air conditioning (HVAC); Hyperscale Data Center |  |  | April 2026 - Planning activities are underway. October 2025 - Planning activities are underway. July 2025 - The project is in the early stages of planning. Q1 2025 - Adriatic DC announced plans to construct a hyperscale data center in Brindisi. | No Major Development | 0 | Not Funded / Unconfirmed | Private | Adiatic DC srl
232824 | 232824 | 2026-04-02 16:19 | META – Huntsville Data Center – Alabama | META – Huntsville Data Center – Alabama | https://construction.globaldata.com/Projects/Overview/232824 | Execution | Parent | 1500 | 2017 Q4 | 2018 Q3 | 2026 Q4 | North America | United States | Alabama | Huntsville | North Huntsville Industrial Park | 35811 | Commercial & Leisure | Data Center | Data Center |  |  | New | Onshore | Facebook, Inc. (FB) is undertaking the construction of a hyperscale data center in north Huntsville Industrial Park in Huntsville, Alabama, the US. The project involves the construction of a 325,160m2 data center comprising seven buildings on 1.37ha of land. It includes the construction of server rooms, meeting rooms, an administrative space, and parking facilities and the installation of safety and security systems. Holder Construction Group has been appointed as a general contractor, Dunn Building Company as a civil contractor, Hayward Baker, Inc. as a consultant for ground improvement engineering works, MMC Contractors as a mechanical contractor, Phillips & Jordan Inc. as a sub-contractor for site work/site utilities, Starbelt Electric (a partnership between Marathon Electrical Contractors and Gaylor Electric) as an electrical sub-contractor. In May 2018, Starbelt received planning approval from the Huntsville City Council (HCC). The project will be powered by renewable energy In July 2018, a groundbreaking ceremony was held, marking the commencement of the construction. In December 2022, the project was put on hold due to FB is in the process of redesigning the first two buildings. | 34.838 | -86.6326 | The project involves the construction of a 325,160m2 data center comprising seven buildings on a 1.37ha of land in Huntsville, Alabama, the US. The US$1,500 million project includes the following: 1. Construction of server rooms 2. Construction of meeting rooms 3. Construction of an administrative space 4. Construction of parking facilities 5. Installation of safety and security systems | Heating, ventilation and air conditioning (HVAC); Hyperscale Data Center | The project was registered under Facebook's project entity, Starbelt LLC (Starbelt) under the name "‘Project Cricket"/Starbelt. The project plans were revised from two buildings to seven buildings. |  | April 2026 - Construction work is underway. November 25, 2024 - We have not been able to obtain further updates on this project. We have retained the same project stage and amended the key dates accordingly. We will update the profile as soon as we obtain any new information. December 15, 2023 - We have not been able to obtain further updates on this project. We have retained the same project stage and amended the key dates accordingly. We will update the profile as soon as we obtain any new information. January 2023 - The project is still on hold. December 2022 - The project has been put on hold due to FB is in the process of redesigning the first two buildings. December 2021 - Construction work for the first building was completed. September 2021 - Plateau Excavation is currently going on Phase 2 July 2021 - Construction works on the first two buildings are nearing completion and the third building is under construction. April 2020 - The project is facing a delay due to the outbreak of the coronavirus. May 2019 - Construction activities are underway. July 2018 - Construction activities were commenced. May 24, 2018 - Starbelt received planning approval from the HCC. Q4 2017 - Starbelt announced plans to construct a data center in Huntsville. | Project work on Schedule | 1 | Not Funded / Unconfirmed | Private | Meta Platforms Inc | Holder Construction Co |  | Hayward Baker Inc;MMC Contractors
438909 | 438909 | 2026-04-02 15:05 | AWS – Madison County Data Center Program – Mississippi | AWS – Madison County Data Center Program – Mississippi | https://construction.globaldata.com/Projects/Overview/438909 | Execution | Program | 10000 | 2023 Q3 | 2024 Q2 | 2027 Q4 | North America | United States | Mississippi |  | Madison County |  | Commercial & Leisure | Data Center | Data Center |  |  | New | Onshore | Amazon Web Services (Amazon Web Services) is undertaking the construction of hyperscale data centers in two industrial parks in Madison County, Mississippi, the US. The program involves the construction of multiple data center buildings across 693ha of land. It includes the construction of server rooms, office spaces, related facilities, and the installation of racks, generators, cooling system and the installation of safety and security systems. Data center one, comprising 375.1ha located at the Madison County Megasite in Canton and the second data center, comprising 318ha, located at the AWS site in Ridgeland. Southern Rock, has been appointed as the supply contractor, Canton Concrete as the cement supply contractor, Delta Industries as the supply contractor, Headwaters Inc. as the environment consultant Hemphill Construction, Malouf Construction as civil engineering, Neel-Schaffer as the environment consultant, Puckett Machinery as supply contractor, Shackelford Construction as civil engineering, Sunbelt Rentals as supply contractor, Waggoner Engineering and WGK Engineering as engineering consultant and Yates Construction, Birdsong, Gray Construction in Lexington, Brasfield & Gorrie LLC and Haskell Construction have been appointed construction contractors. The project will create 1,000 jobs. | 32.7504 | -89.7504 | The program involves the construction of data center campus with multiple buildings across 693ha in two industrial parks in Madison County, Mississippi, the US. The US$10,000 million program includes the following: 1. Construction of server rooms 2. Construction of office spaces 3. Construction of related facilities 4. Installation of generators 5. Installation of racks 6. Installation of the cooling system 7. Installation of safety and security systems | Heating, ventilation and air conditioning (HVAC); Hyperscale Data Center | [5 empty] | Not Funded / Unconfirmed | Private | Amazon Web Services Inc
443492 | 443492 | 2026-04-02 15:04 | CyrusOne – COL-1 Data Center – Ohio | CyrusOne – COL-1 Data Center – Ohio | https://construction.globaldata.com/Projects/Overview/443492 | Execution | Parent | 150 | 2023 Q3 | 2025 Q3 | 2027 Q1 | North America | United States | Ohio |  | 12181 Jug Street | 43031 | Commercial & Leisure | Data Center | Data Center |  |  | New | Onshore | CyrusOne Inc.(CyrusOne) is undertaking the construction of a hyperscale data center at 12181 Juf Street in New Albany, Ohio, the US. The project involves the construction of a data center with a power consumption capacity of 36MW on 38ha of land. It includes the construction of data halls with racks, meeting rooms, office space, storage facilities and parking facilities, and the installation of power and cooling systems, safety and security systems. HITT Contracting Inc. has been appointed as the main contractor. The facility will draw power from the utility grid and will utilize a liquid cooling system. The project has the capacity to scale up to 180MW. Construction commenced in September 2025. | 40.0954 | -82.7181 | The project involves the construction of a data center with the power consumption capacity of 36MW on 38ha of land at Jug Street and Clover Valley Road in the New Albany International Business Park, New Albany, Ohio, the US. The US$150 million project includes the following: 1. Construction of data halls with racks 2. Construction of meeting rooms 3. Construction of office space 4. Construction of storage facilities 5. Construction of parking facilities 6. Installation of power and cooling systems 7. Installation of safety and security systems | Heating, ventilation and air conditioning (HVAC); Hyperscale Data Center |  |  | April 2026 - Construction works are underway. December 2025 - Construction works are underway. September 2025 - Ground-breaking ceremony was held on the project site marking the start of construction. June 2024 - CyrusOne acquired the site for US$50.3 million. April 2024 - Planning activities are underway. Q3 2023 - CyrusOne announced plans to build a data center in New Albany. | Project work on Schedule | 1 | Not Funded / Unconfirmed | Private | CyrusOne Inc | HITT Contracting Inc
537709 | 537709 | 2026-04-02 15:03 | Iren – Sweetwater 2 Data Center – Texas | Iren – Sweetwater 2 Data Center – Texas | https://construction.globaldata.com/Projects/Overview/537709 | Execution | Parent | 2800 | 2024 Q1 | 2025 Q3 | 2028 Q4 | North America | United States | Texas |  |  |  | Commercial & Leisure | Data Center | Data Center |  |  | New | Onshore | IREN, also known as Iris Energy, is undertaking the construction of an AI hyperscale Tier IV colocation data center called "Sweetwater 2" in Sweetwater, Fisher County, West Texas, Texas, the US. The project involves the construction of a data center with a consumption capacity of 600MW on 202ha of land. It includes data halls, racks, substations, conference rooms, break rooms, meet-me rooms, server rooms and parking spaces, and the installation of safety and security systems. The facility is committed to operating on the utility grid from ERCOT. It utilizes a direct-to-chip liquid cooling system. It will have UPS and a generator for power backup. In the third quarter of 2025, the construction works commenced and are scheduled to be completed in 2028. The first substations are expected to be completed in 2027. | 32.299 | -101.5874 | The project involves the construction of a data center with a consumption capacity of 600MW on 202ha of land in Sweetwater, Fisher County, West Texas, Texas, the US. The US$2,800 million project includes the following: 1. Construction of data halls 2. Construction of conference rooms 3. Construction of break rooms 4. Construction of server rooms 5. Construction of substations 6. Construction of meet-me rooms 7. Construction of parking spaces 8. Installation of UPS/generators 9. Installation of safety and security systems | Heating, ventilation and air conditioning (HVAC); Hyperscale Data Center; Tier 4 Data Center |  |  | April 2026 - Construction works are underway. September 2025 - Construction works are underway. August 2025 - Construction works commenced. May 2025 - Pre-construction works are underway. March 2025 - IREN signed a 600MW grid connection agreement with AEP Texas Inc. Q1 2024 - Iren Ltd announced plans to build a data center in Texas. | Project work on Schedule | 1 | Not Funded / Unconfirmed | Private | Iren Ltd | Iren Ltd
470538 | 470538 | 2026-04-02 14:59 | HMC/ SDCF Monterey – 1977 Saturn Data Center – California | HMC/ SDCF Monterey – 1977 Saturn Data Center – California | https://construction.globaldata.com/Projects/Overview/470538 | Cancelled | Parent | 300 | 2024 Q2 | Awaiting Confirmation | 2026 Q2 | North America | United States | California | Monterey Park | Saturn Street and Orange Avenue. | 91755 | Commercial & Leisure | Data Center | Data Center |  |  | New | Onshore | SDCF Monterey Park, LLC and HMC Capital have planned to construct a data center in Monterey Park, California, the US. The project involved the construction of a 20,290m2 data center with a consumption capacity of 56MW on 6.39ha of land. It included the construction of a 2,229m2 substation, a two-storey office building, loading docks, a one-storey utility building, server rooms, and the installation of safety and security systems. The facility is to be backed up with 14 generators of 4MW each. Kimley Horn is appointed as the consultant, and Gensler as the architect. In April 2025, HMC Capital submitted a planning application to the Monterey Park City Council. | 34.0401 | -118.1146 | The project involved the construction of a 20,290m2 data center with a consumption capacity of 56MW on 6.39ha of land in Monterey Park, California, the US. The US$50 million project included the following: 1. Construction of a 2,229m2 substation 2. Construction of a two-storey office building 3. Construction of loading docks 4. Construction of a one-storey utility building 5. Construction of server rooms 6. Installation of 14 generators of 4MW each 7. Installation of safety and security systems |  |  |  | April 2026 - The project has been canceled as HMC Capital has withdrawn the planning application from the Monterey Park City Council. December 2025 - The project is awaiting planning approval. December 2025 - The project is awaiting planning approval. August 2025 - Planning activities are underway. April 2025 - HMC Capital submitted a planning application to the Monterey Park City Council. November 2024 - Planning activities are underway. Q2 2024 - SDCF Monterey Park, LLC announced plans to build a data center in Monterey Park. | Project has been Cancelled | -5 | Not Funded / Unconfirmed | Private | HMC Capital Ltd;SDCF Monterey Park LLC |  | M. Arthur Gensler Jr. & Associates Inc | Kimley-Horn and Associates Inc
537681 | 537681 | 2026-04-02 14:09 | Vistas Tech – Chonburi Province Data Center Complex – Chon Buri | Vistas Tech – Chonburi Province Data Center Complex – Chon Buri | https://construction.globaldata.com/Projects/Overview/537681 | Planning | Parent | 205 | 2024 Q4 | 2027 Q3 | 2030 Q1 | Asia-Pacific | Thailand | Chon Buri | Chon Buri |  |  | Commercial & Leisure | Data Center | Data Center |  | Medium | New | Onshore | Vistas Technology Co., Ltd is planning to undertake the construction of a Tier III colocation data center in Chonburi Province, Thailand. The project involves the construction of a data center with a consumption capacity of 50MW. It involves the construction of data halls, server rooms, meet-me-rooms, an administrative space, and the installation of generators, cooling systems, safety and security systems. | 13.1857 | 101.1211 | The project involves the construction of a data center with a consumption capacity of 50MW in Chonburi Province, Thailand. The US$205 million project includes the following: 1. Construction of data halls 2. Construction of server rooms 3. Construction of meet-me-rooms 4. Construction of an administrative space 5. Installation of generators 6. Installation of cooling systems 7. Installation of safety and security systems | Colocation Data Center; Heating, ventilation and air conditioning (HVAC); Tier 3 Data Center |  |  | April 2026 - Planning activities are underway. September 2025 - Planning activities are underway. May 2025 - The Thailand Board of Investment (BOI) has approved the investment for the project. Q4 2024 - Vistas Technology Co., Ltd announced plans for the construction of a data center in Chonburi. | No Major Development | 0 | Not Funded / Unconfirmed | Private | Vistas Technology Co Ltd
525381 | 417777 | 2026-04-02 13:54 | GLP Pte – Tokyo West 1 Hyperscale Data Center: Phase 2 – Tokyo | GLP Pte – Tokyo West 1 Hyperscale Data Center – Tokyo | https://construction.globaldata.com/Projects/Overview/525381 | Execution | Sub | 30 | 2022 Q4 | 2024 Q2 | 2027 Q2 | Asia-Pacific | Japan | Tokyo | Tokyo | West Tokyo 1 |  | Commercial & Leisure | Data Center | Data Center |  |  | New | Onshore | Global Logistic Properties Ltd (GLP) is undertaking the construction of a Tier III hyperscale data center in West Tokyo, Japan. The project involves the construction of a four-story data center with a consumption capacity of 10MW. It involves the construction of data halls, meeting rooms, an office space, common rest areas, parking facilities, and the installation of safety and security systems. Ada Infrastructure has been appointed as the associated developer. The in-house division of the GLP is undertaking the construction works. The facility is committed to operating on 100% renewable energy. It has N+1 UPS redundancy and N+1 gas turbine generators for power backup and uses an N+1 closed-loop air-cooled chiller plant cooling system. It is designed to target a Power Usage Effectiveness (PUE) of 1.37, and it includes an on-site substation with 50MVA power secured by TEPCO. It is designed to meet ISO27001, SOC2, PCI-DSS, and LEED Gold certification. Construction works were expected to be completed in 2027. | 35.6136 | 139.4039 | The project involves the construction of a four-story data center with a consumption capacity of 10MW in West Tokyo, Japan. The US$30 million project includes the following: 1. Construction of two data halls 2. Construction of an office space 3. Construction of private meeting rooms 4. Construction of common rest areas 5. Construction of parking facilities 6. Installation of equipment 7. Installation of safety and security systems | Green data center; Heating, ventilation and air conditioning (HVAC); Hyperscale Data Center; LEED; Tier 3 Data Center |  |  | April 2026 - Construction activities are underway. August 2025 - Construction activities are underway. May 2024 - Construction commenced. Q4 2022 - GLP announced plans to build a data center in Tokyo. | Project work on Schedule | 1 | Not Funded / Unconfirmed | Private | GLP Pte Ltd | GLP Pte Ltd
524575 | 417777 | 2026-04-02 13:51 | GLP Pte – Tokyo West 1 Hyperscale Data Center: Phase I – Tokyo | GLP Pte – Tokyo West 1 Hyperscale Data Center – Tokyo | https://construction.globaldata.com/Projects/Overview/524575 | Execution | Sub | 30 | 2022 Q4 | 2023 Q3 | 2026 Q3 | Asia-Pacific | Japan | Tokyo | Tokyo | West Tokyo 1 |  | Commercial & Leisure | Data Center | Data Center |  |  | New | Onshore | Global Logistic Properties Ltd (GLP) is undertaking the construction of a Tier III hyperscale data center in West Tokyo, Japan. The project involves the construction of an 8,700m2 three-story data center with a consumption capacity of 10MW on 0.34ha of land. It involves the construction of two data halls, meeting rooms, an office space, common rest areas, parking facilities, and the installation of safety and security systems. Ada Infrastructure has been appointed as the associated developer. The in-house division of the GLP is undertaking the construction works. The facility is committed to operating on 100% renewable energy. It has N+1 UPS redundancy and N+1 gas turbine generators for power backup and uses an N+1 closed-loop air-cooled chiller plant cooling system. It includes an on-site substation with 50MVA power secured by TEPCO. It is designed to meet ISO27001, SOC2, PCI-DSS, and LEED Gold certification. | 35.6136 | 139.4039 | The project involves the construction of an 8,700m2 three-story data center with a consumption capacity of 10MW in West Tokyo, Japan. The US$30 million project includes the following: 1. Construction of two data halls 2. Construction of an office space 3. Construction of private meeting rooms 4. Construction of common rest areas 5. Construction of parking facilities 6. Installation of equipment 7. Installation of safety and security systems | Green data center; Hyperscale Data Center; LEED; Tier 3 Data Center |  |  | April 2026 - Construction activities are underway. Q3 2025 - Construction activities are underway. August 2023 - Construction commenced. Q4 2022 - GLP announced plans to build a data center in Tokyo. | Project work on Schedule | 1 | Not Funded / Unconfirmed | Private | GLP Pte Ltd | GLP Pte Ltd
512825 | 398959 | 2026-04-02 13:40 | AirTrunk – JHB1 Data Center: Phase II – Johor | AirTrunk – JHB1 Data Center – Johor | https://construction.globaldata.com/Projects/Overview/512825 | Execution | Sub | 1415 | 2023 Q1 | 2024 Q3 | 2026 Q4 | Asia-Pacific | Malaysia | Johor | Johor Bahru |  |  | Commercial & Leisure | Data Center | Data Center |  |  | New | Onshore | AirTrunk Operating Pty Ltd (AirTrunk) is undertaking the construction of a Tier III hyperscale data center in Johor Bahru, Johor, Malaysia. The project involves the construction of a data center with a consumption capacity of 100MW. It also includes the construction of server rooms, office space, data halls, and the installation of cables, equipment, and safety and security systems. Greenbox Architecture has been appointed as the architect, Leighton Contractors as the contractor and MEP consultant, Sarens (Malaysia) Sdn Bhd as a cranes supply contractor, and Cergas Setia Construction Sdn Bhd as a civil sub-contractor. The facility has been committed to operating on renewable energy and it will utilize a direct-to-chip liquid cooling technology with a Power Usage Effectiveness (PUE) of 1.15. In August 2024, construction works commenced and are scheduled to be completed by 2026. | 1.5354 | 103.7198 | The project involves the construction of a data center with a consumption capacity of 100MW in Johor Bahru, Johor, Malaysia. The US$1,415 million project includes the following: 1. Construction of server rooms 2. Construction of office space 3. Construction of data halls 4. Installation of cables 5. Installation of equipment 6. Installation of safety and security systems | Heating, ventilation and air conditioning (HVAC); Hyperscale Data Center; Tier 3 Data Center |  |  | April 2026 - Construction activities are underway. February 2026 - Construction activities are underway. July 2025 - Construction activities are underway. December 2024 - Construction activities are underway. March 2024 - Planning activities are underway. Q1 2023 - AirTrunk announced plans to build a data center in Johor Bahru. | Project work on Schedule | 1 | Not Funded / Unconfirmed | Private | AirTrunk Operating Pty Ltd | Leighton Contractors (Malaysia) Sdn Bhd | Greenbox Architecture
398959 | 398959 | 2026-04-02 13:40 | AirTrunk – JHB1 Data Center – Johor | AirTrunk – JHB1 Data Center – Johor | https://construction.globaldata.com/Projects/Overview/398959 | Execution | Parent | 2124 | 2022 Q3 | 2023 Q1 | 2026 Q4 | Asia-Pacific | Malaysia | Johor | Johor Bahru |  |  | Commercial & Leisure | Data Center | Data Center |  |  | New | Onshore | AirTrunk Operating Pty Ltd (AirTrunk) is undertaking the construction of a Tier III hyperscale data center in Johor, Malaysia. The project involves the construction of a 21,900m2 data center with a consumption capacity of 150MW on 10.3ha of land. It includes the construction of server rooms, 20 data halls, 370m2 office and storage space, and the installation of cables, equipment, and safety and security systems. It is being implemented in phases. The first phase includes the construction of a 50MW data center and the second phase includes a 100MW data center. Greenbox Architecture has been appointed as the architect, Leighton Contractors as the contractor and MEP consultant, Sarens (Malaysia) Sdn Bhd as a cranes supply contractor, and Cergas Setia Construction Sdn Bhd as a civil sub-contractor. The facility will utilize a direct-to-chip liquid cooling technology with a target Power Usage Effectiveness (PUE) of 1.15. AirTrunk has signed a virtual power purchase agreement for 30MW of renewable energy that IB Vogt is currently developing to power its data center. Construction on the first phase was completed in July 2024. In August 2024, construction works commenced on the second phase and are scheduled to be completed by the end of 2026. | 1.5354 | 103.7198 | The project involves the construction of a data center with a consumption capacity of 150MW on 10.3ha of land in Johor, Malaysia. The US$2,124 million project includes the following: 1. Construction of server rooms 2. Construction of office space 3. Construction of 20 data halls 4. Installation of cables 5. Installation of equipment 6. Installation of safety and security systems | Green data center; Heating, ventilation and air conditioning (HVAC); Hyperscale Data Center; Tier 3 Data Center |  |  | April 2026 - Construction activities are underway. February 2026 - Construction activities are underway. October 2025 - Construction activities are underway. July 2025 - Construction activities are underway. August 2024 - Construction commenced on the remaining phases of the JHB1 campus. July 2024 - Construction works on the first phase were completed. November 2023 - Construction works are underway. May 2023 - Construction works are underway. Q3 2022 - AirTrunk announced plans to build the AirTrunk JHB1 Hyperscale Data Center in Johor Bahru. | Project work on Schedule | 1 | Not Funded / Unconfirmed | Private | AirTrunk Operating Pty Ltd | Leighton Contractors (Malaysia) Sdn Bhd | Greenbox Architecture | Leighton Contractors (Malaysia) Sdn Bhd
538232 | 538232 | 2026-04-02 13:20 | Tract – Mooresville Data Center – North Carolina | Tract – Mooresville Data Center – North Carolina | https://construction.globaldata.com/Projects/Overview/538232 | Cancelled | Parent | 1500 | 2025 Q1 | Awaiting Confirmation | 2025 Q3 | North America | United States | North Carolina | Mooresville | Patterson Farm Road and Rustic Road | 28115 | Commercial & Leisure | Data Center | Data Center |  |  | New | Onshore | Tract was planning to construct a data centre between Patterson Farm Road and Rustic Road in Mooresville, Iredell County, North Carolina, the US. The project involved the construction of a 139,354m2 data center on 161.8ha of land. It included the construction of data halls, meet-me rooms, server rooms, a substation, a parking facility and the installation of generators and uninterruptible power supply (UPS) units, cooling systems and safety and security systems. The project was to be powered by Duke Energy. | 35.5849 | -80.8101 | The project involved the construction of a 139,354m2 data center on 161.8ha of land in Mooresville, Iredell County, North Carolina, the US. The US$1,500 million project included the following: 1. Construction of data halls 2. Construction of meet-me rooms 3. Construction of server rooms 4. Construction of a substation 5. Construction of a parking facility 6. Installation of generators and uninterruptible power supply (UPS) units 7. Installation of the cooling system 8. Installation of safety and security systems | Heating, ventilation and air conditioning (HVAC) |  |  | August 2025 - The project has been cancelled due to the withdrawal of the application by the tract. Q1 2025 - Tract announced plans to build a data center in Mooresville. | Project has been Cancelled | -5 | Not Funded / Unconfirmed | Private | Tract
396375 | 396375 | 2026-04-02 12:14 | FCG/ Hokkaido Ele Pwr/ Tokyu Land – Ishikari Data Center Campus – Hokkaido | FCG/ Hokkaido Ele Pwr/ Tokyu Land – Ishikari Data Center Campus – Hokkaido | https://construction.globaldata.com/Projects/Overview/396375 | Construction Complete | Parent | 115 | 2022 Q4 | 2024 Q2 | 2026 Q1 | Asia-Pacific | Japan | Hokkaido | Ishikari |  |  | Commercial & Leisure | Data Center | Data Center |  |  | New | Onshore | Flower Communications Co., Ltd., Hokkaido Electric Power Co., Inc., and Tokyu Land Corporation has undertaken the construction of a data center in Ishikari, Hokkaido, Japan. The project involved the construction of a 11,093m2 data center with consumption capacity of 15MW comprising 1,350 racks on 2.73ha of land. It included the construction of server rooms, office rooms, parking, and related facilities, and the installation of generators, cooling systems that will use the cool climate of Hokkaido (direct outdoor air cooling method), and safety and security systems. The Ishikari Renewable Energy Data Center No. 1 LLC, established by Flower Communications Co., Ltd., is the main developer and operator of the project. Hokkaido Electric Power will supply renewable energy, while Tokyu Land will provide expertise in real estate development and renewable energy. Meiho Facility Works Ltd has been appointed as a project management consultant. In September 2023, CBRE signed the “Promotion of Data Center Construction in Ishikari City, Hokkaido Agreement”. The project included the Ishikari Photovoltaic Power Station, a solar energy facility that will supply 100% renewable energy to the site. It features a high-voltage direct current (HVDC) system for improved efficiency and reduced equipment costs. Construction works were completed in March 2026. | 43.1717 | 141.316 | The project involved the construction of an 11,093m2 data center with a consumption capacity of 15MW on 2.73ha of land comprising 1,350 racks in Ishikari, Hokkaido, Japan. The US$115 million project included the following: 1. Construction of server rooms 2. Construction of office rooms 3. Construction of parking and related facilities 4. Installation of generators 5. Installation of cooling systems 5. Installation of safety and security systems | Colocation Data Center; Green data center; Heating, ventilation and air conditioning (HVAC); Sustainable Building |  |  | March 2026 - Construction works were completed. February 2026 - Construction activities are underway. May 2025 - Construction wokrs are underway. August 2024 - Construction wokrs are underway. November 2023 - Planning activities are underway. December 2022 - Planning activities are underway. Q4 2022 - FCG, HEPCO, Tokyu Land Corp announced plans to build a data center in Ishikari. | Construction Completed | 5 | Not Funded / Unconfirmed | Private | Flowers Communications Group, Inc;Hokkaido Electric Power Co Inc;Tokyu Land Corp |  |  | CBRE Japan Inc;Meiho Facility Works Ltd
439407 | 439407 | 2026-04-02 12:13 | Ho Chi Minh City – Ho Chi Minh City High-Tech Park Data Center – Ho Chi Minh City | Ho Chi Minh City – Ho Chi Minh City High-Tech Park Data Center – Ho Chi Minh City | https://construction.globaldata.com/Projects/Overview/439407 | Planning | Parent | 283 | 2023 Q1 | 2026 Q4 | 2029 Q4 | Asia-Pacific | Vietnam | Ho Chi Minh City | Ho Chi Minh City | Ho Chi Minh City Hi-Tech Park |  | Commercial & Leisure | Data Center | Data Center |  | Low | New | Onshore | Ho Chi Minh City is planning to build a data center in Ho Chi Minh City, Vietnam. The project involves the construction of a data center on 3ha of land. It includes the construction of a server room, meeting rooms, administrative space, and parking facilities, the installation of generators, equipment, and cooling systems, and safety and security systems. | 10.7764 | 106.7011 | The project involves the construction of a data center on 3ha of land in Ho Chi Minh City, Vietnam. The US$283 million project includes the following: 1. Construction of a server room 2. Construction of meeting rooms 3. Construction of administrative space 4. Construction of parking facilities 5. Installation of generators 6. Installation of equipment and cooling systems 7. Installation of safety and security systems | Heating, ventilation and air conditioning (HVAC); Hyperscale Data Center |  |  | April 2026 - We have not been able to obtain further updates on this project. We have retained the same project stage and amended the key dates accordingly. We will update the profile as soon as we obtain any new information. September 2025 - Planning activities are underway. December 2024 - Planning activities are underway. February 2024 - Ho Chi Minh City invites investors for project investment. March 2023 - Ho Chi Minh City announced plans to build a data center in Ho Chi Minh City Hi-Tech Park. | Information Unavailable |  | Not Funded / Unconfirmed | Public/Private | Ho Chi Minh City Council
475781 | 475781 | 2026-04-02 12:06 | UXTCL – Xinghe Ulanqab Data Center – Inner Mongolia | UXTCL – Xinghe Ulanqab Data Center – Inner Mongolia | https://construction.globaldata.com/Projects/Overview/475781 | Planning | Parent | 685 | 2024 Q2 | 2028 Q3 | 2031 Q4 | Asia-Pacific | China | Inner Mongolia |  |  |  | Commercial & Leisure | Data Center | Data Center |  | Low | New | Onshore | Ulanqab Xinghe Technology Co. Ltd (UXT) is planning to build a data center in Chahar High-Tech Development Zone, Ulanqab City, Inner Mongolia, China. The project involves the construction of a data center on a 19ha site area. It also includes the construction of four computer room buildings, a comprehensive building, four diesel-fired steel platforms, four underground diesel tank areas, auxiliary facilities, server rooms, racks, administrative spaces and parking facilities, and the installation of 400,000 servers, cooling systems, safety and security systems. The project will be developed in phases. | 40.9949 | 113.132 | The project involves the construction of a data center on a 19ha site area in Chahar High-Tech Development Zone, Ulanqab City, Inner Mongolia, China. The US$685 million (CNY5,000 million) project includes the following: 1. Construction of four computer room buildings 2. Construction of a comprehensive building 3. Construction of four diesel-fired steel platforms 4. Construction of four underground diesel tank areas 5. Construction of auxiliary facilities 6. Construction of server rooms 7. Construction of racks 8. Construction of administrative spaces 9. Construction of parking facilities 10. Installation of 400,000 servers 11. Installation of cooling systems, safety and security systems | Heating, ventilation and air conditioning (HVAC) |  |  | April 02, 2026 - We have not been able to obtain further updates on this project. We have retained the same project stage and amended the key dates accordingly. We will update the profile as soon as we obtain any new information. June 2025 - Planning activities are underway. January 2025 - Planning activities are underway. January 2025 - The project received approval. Q2 2024 - UXT announced plans to build a data center in Chahar High-Tech Development Zone, Ulanqab City, Inner Mongolia, China. | Information Unavailable |  | Not Funded / Unconfirmed | Private | Ulanqab Xinghe Technology Co., Ltd.
159993 | 159993 | 2026-04-02 11:44 | Cerner Corp – Innovations Campus – Missouri | Cerner Corp – Innovations Campus – Missouri | https://construction.globaldata.com/Projects/Overview/159993 | Execution | Parent | 4500 | 2013 Q2 | 2014 Q4 | 2027 Q4 | North America | United States | Missouri | Kansas City | 8779 Hillcrest Rd | 64138 | Commercial & Leisure | Office Buildings | Office Buildings | Data Center; Hotels; Other Retail Buildings |  | Redevelopment | Onshore | Cerner Corporation (CERN) is constructing the Innovations Campus in Missouri, the US. The project involves the construction of 16 buildings with a gross floor area of 399,483m2 on 102ha of land and is being developed in 16 phases. It includes the construction of office buildings, 23,132m2 of retail space, 27,870m2 of conference center and training center, 22,296m2 data center, 170-room hotel rooms, a medical clinic and a daycare center, and parking facilities, and the installation of elevators, safety and security systems. The project includes the construction of an 11-story office building on a 53,744m2 area and a service center on an 8,361m2 area in phase one, an eight-story office building on 26,575m2 area in phase two, an office building covering 23,264m2 in phase three, and a retail facility covering 23,132m2 in phase four. The fifth phase of the project includes the construction of a daycare center covering a 6,968m2 area followed by the construction of an office building covering 29,627m2 in phase six, an office building covering 34,214m2 in phase seven, an 11,148m2 data center in phase eight, an office building covering 40,870m2 in phase nine, a 44,167m2 of office building in phase 10, a 28,389m2 office building in phase 11, a 33,680m2 office building in phase 12, a 37,116m2 office building in phase 13 and construction of a data center covering an 11,148m2 area in phase 14. Rosehill Gardens, a local residential and commercial landscape company has been appointed to provide landscaping services for the first phase. The tax credit application of the project was approved by the Missouri Development Finance Board in August 2013. Gould Evans Architecture and DLR Group have been appointed as the architects, JE Dunn Construction as the construction contractor and Hayes Drilling Inc. as the piling and drilling contractor for the first and second phases. JE Dunn Construction has been appointed as the construction contractor, Thornton Tomasetti Inc. as the structural engineer, SK Design Group Inc. as a civil engineer, WL Cassell and Associates Inc. as the MEP engineer, Rodriguez Mechanical Contractors Inc., MMC Contractors as the mechanical contractors and Mark One Electric Co. as the electrical contractor. In October 2013, CERN secured approval from the Kansas City Council. In January 2014, CERN completed the process of acquiring land for the development of office buildings. In May 2014, the project plans were revised and added a 50ha of site comprising a conference and training center and a two-story parking garage. The City of Kansas approved US$1,700 million for the development. In November 2014, a groundbreaking ceremony was held on the project. In March 2017, construction works were completed on the first and second phases. In March 2018, construction works commenced on the third and fourth phases. In August 2020, construction activities on the third and fourth phases were completed. | 38.9602 | -94.5189 | The project involves the construction of 16 office buildings with a gross floor area of 399,483m2 on 102ha of land in Missouri, the US. The US$4,500 million project includes the following: 1. Construction of an 11-story office building on 53,744m2 area and 8,361m2 service center 2. Construction of an eight-story 26,575m2 office building in phase two 3. Construction of a 23,264m2 office building in phase three 4. Construction of a 23,132m2 retail space in phase four 5. Construction of a 6,968m2 daycare center in phase five 6. Construction of a 29,627m2 office building in phase six 7. Construction of a 34,214m2 office building in phase seven 8. Construction of an 11,148m2 data center in phase eight 9. Construction of a 40,870m2 office building in phase nine 10. Construction of a 44,167m2 office building in phase 10 11. Construction of a 28,389m2 office building in phase 11 12. Construction of a 33,680m2 office building in phase 12 13. Construction of a 37,116m2 office building in phase 13 14. Construction of an 11,148m2 data center in phase 14 15. Construction of 27,870m2 conference center and training center 16. Construction of 22,296m2 data center 17. Construction of 170-room hotel rooms 18. Construction of a medical clinic and a daycare center 19. Construction of parking facilities 20. Installation of elevators 21. Installation of safety and security systems | Elevator; Hyperscale Data Center; Potential E&E | An Innovations Campus is being constructed on the former Bannister Mall site on the east side of Interstate 435 between 87th Street and Bannister Road. The project aims to provide resource-efficient and environmentally friendly office space to provide maximum lettable space with adequate parking. Upon completion, it will be able to hold 16,000 employees. Earlier, the plan was to develop the project on 102ha of land with a project cost of US$4,300 million, but later in May 2014 the project was revised and expanded to 122ha with a project cost of US$4,500 million. The project name was changed from Three Trails Crossing to Innovations Campus. The Bannister Mall shopping center site was demolished in 2009. |  | April 2026 - Construction works are underway. April 2025 - Construction works are underway. May 27, 2024 - We have not been able to obtain further updates on this project. We have retained the same project stage and amended the key dates accordingly. We will update the profile as soon as we obtain any new information. July 2023 - Construction activities are underway. October 2022 - Construction activities are underway. October 2021 - Construction activities are underway. August 2020 - Construction activities were completed on the third and fourth phases. April 2020 - Construction activities are underway. August 2019 - Construction works are underway on third and fourth phase. October 2018 - Construction works are underway on Third and fourth phase. Q1 2018 - Construction works commenced on third and fourth phase. February 2018 - Planning activities are underway. August 2017 - Planning activities are underway. Q1 2017 - Construction works were completed on the first and second phase. Q3 2016 - Construction works on the first and second phase; and design works on the service center and planning activities on the remaining phases are on-going simultaneously. Q4 2015 - Construction works on the first and second phase; and design on service center and planning activities on the remaining phases on-going simultaneously. Q2 2015 - Construction works on the first phase and second phases are underway. Q1 2015 - Construction works are underway. November 12, 2014 - Groundbreaking ceremony was held on the project. Q4 2014 - Construction activities on the first phase and second phases commenced. Q4 2014 - Demolition activities on the project are underway. Q3 2014 - Planning activities are underway. Q2 2014 - Project plans are revised. October 11, 2013 - Kansas City Council granted final approval for the project. Q2 2013 - CERN announced plans to develop the Three Trails Crossing project in Kansas City. | No Major Development | 0 | Not Funded / Unconfirmed | Private | Oracle Health | J.E. Dunn Construction Group Inc | DLR Group;Gould Evans Architecture | Gould Evans Architecture;SK Design Group Inc;Thornton Tomasetti Inc;W L Cassell & Associates Inc
540834 | 540779 | 2026-04-02 11:39 | Colt DataCentre/ ESR Cayman – Minoh City AI Data Center: Phase I – Osaka | Colt DataCentre/ ESR Cayman – Minoh City AI Data Center – Osaka | https://construction.globaldata.com/Projects/Overview/540834 | Planning | Sub | 400 | 2025 Q1 | 2027 Q1 | 2029 Q4 | Asia-Pacific | Japan | Osaka | Mino |  |  | Commercial & Leisure | Data Center | Data Center |  | Medium | New | Onshore | ESR Group and Colt Data Centre Services are planning to undertake the construction of an AI, hyperscale data center in Monoh City, Osaka, Japan. The project involves the construction of a data center with a consumption capacity of 65MW. It includes data halls, server rooms, an administrative space, and the installation of equipment, generators, cooling systems, and safety and security systems. The facility is designed to deliver high performance and operational resilience while adhering to strict environmental standards. It aims to achieve LEED Gold certification. The project will be designed and built by the ESR–Colt DCS joint venture and operated by Colt DCS. Construction is scheduled to commence in 2027 and is expected to be completed by the end of 2029. | 34.827 | 135.4705 | The project involves the construction of a data center with a consumption capacity of 65MW in Monoh City, Osaka, Japan. The US$400 million project includes the following: 1. Construction of data halls 2. Construction of server rooms 3. Construction of an administrative space 4. Installation of generators 5. Installation of equipment 6. Installation of cooling systems 7. Installation of safety and security systems | Heating, ventilation and air conditioning (HVAC); Hyperscale Data Center; LEED |  |  | April 2026 - Site preparation works are underway. October 2025 - Site preparation works are underway. Q1 2025 - ESR Group and Colt Data Centre Services announced plans for the construction of a data center in Minoh. | Project work on Schedule | 1 | Not Funded / Unconfirmed | Private | Colt Data Centre Services;ESR Group Ltd | Colt Data Centre Services;ESR Group Ltd | Colt Data Centre Services;ESR Group Ltd
540779 | 540779 | 2026-04-02 11:25 | Colt DataCentre/ ESR Cayman – Minoh City AI Data Center – Osaka | Colt DataCentre/ ESR Cayman – Minoh City AI Data Center – Osaka | https://construction.globaldata.com/Projects/Overview/540779 | Planning | Parent | 900 | 2025 Q1 | 2027 Q1 | 2030 Q4 | Asia-Pacific | Japan | Osaka | Mino |  |  | Commercial & Leisure | Data Center | Data Center |  | Medium | New | Onshore | ESR Group and Colt Data Centre Services are planning to undertake the construction of an AI, hyperscale data center in Minoh City, Osaka, Japan. The project involves the construction of a 140,000m2 data center with a consumption capacity of 130MW. It includes data halls, server rooms, an administrative space, and the installation of equipment, generators, cooling systems, and safety and security systems. It will be developed in phases. The first phase includes the construction of 65MW. The facility is designed to deliver high performance and operational resilience while adhering to strict environmental standards. It aims to achieve LEED Gold certification. The project will be designed and built by the ESR–Colt DCS joint venture and operated by Colt DCS. Construction is scheduled to commence in 2027, and the first phase is expected to be completed by the end of 2029. | 34.827 | 135.4705 | The project involves the construction of a 140,000m2 data center with a consumption capacity of 130MW in Minoh City, Osaka, Japan. The US$900 million project includes the following: 1. Construction of data halls 2. Construction of server rooms 3. Construction of an administrative space 4. Installation of generators 5. Installation of equipment 6. Installation of cooling systems 7. Installation of safety and security systems | Heating, ventilation and air conditioning (HVAC); Hyperscale Data Center; LEED |  |  | April 2026 - Site preparation works are underway. October 2025 - Site preparation works are underway. Q1 2025 - ESR Group and Colt Data Centre Services announced plans for the construction of a data center in Minoh. | Project work on Schedule | 1 | Not Funded / Unconfirmed | Private | Colt Data Centre Services;ESR Group Ltd | Colt Data Centre Services;ESR Group Ltd | Colt Data Centre Services;ESR Group Ltd
350476 | 350476 | 2026-04-02 11:14 | Bintang Raya/ Kiniku Kreasi – Algorithm Hill Development – West Java | Bintang Raya/ Kiniku Kreasi – Algorithm Hill Development – West Java | https://construction.globaldata.com/Projects/Overview/350476 | Execution | Parent | 2000 | 2017 Q1 | 2021 Q2 | 2032 Q4 | Asia-Pacific | Indonesia | West Java | Sukabumi | Cikidang and Cibadak |  | Industrial | Other Industrial Buildings | Other Industrial Buildings | Data Center; Other Healthcare Buildings; Other Research Facilities |  | New | Onshore | PT Kiniku Nusa Kreasi (PT Kiniku) and PT Bintang Raya Lokalestari (PT Bintang) are undertaking the construction of a technology and industrial center on 888ha in West Java, Indonesia. The project includes the construction of five main buildings. The first building is a center for advanced research, which includes the development of quantum technology and artificial intelligence, the second building is the center for the manufacture of nanotechnology, the third building is the center for biotechnology and neuroscience, the fourth building is the center for the development of energy storage research and the fifth building is a center for the development of semiconductor companies. It also includes the construction of clean water facilities, power plants, convention buildings, modern transportation facilities, a semiconductor science Gedung building, a biotechnology science building, a nanotechnology science building, a technology science building, an energy storage center, a data center, research, and development center BUMDES building. The existing building will be transformed into an initial Hub or Innovation Plaza. The building will be an initial basecamp, a 200-room structure. The project will be developed in three phases: The first phase includes the construction of a science center, a theme park, a health center, an agricultural center for food and nutrition, a fitness center, and an innovation plaza. It will take three years to complete. PT Amarta Karya has been appointed as a design-build contractor. On June 9, 2021, a groundbreaking ceremony was held. | -6.8921 | 106.7823 | The project involves the construction of a technology and industrial center on 888ha in West Java, Indonesia. The US$2,000 million project includes the following: 1. Construction of a science center 2. Construction of a theme park 3. Construction of a health center 4. Construction of an agricultural center for food and nutrition 5. Construction of an innovation plaza 6. Construction of a fitness center 7. Construction of a center for advanced research building 8. Construction of a center for the manufacture of nanotechnology building 9. Construction of a center for biotechnology and neuroscience building 10. Construction of a center for the development of energy storage research building 11. Construction of a data center 12. Construction of an energy storage center 13. Construction of power plants 14. Construction of modern transportation facilities 15. Installation of safety and security systems | Artificial Intelligence; Energy storage |  |  | April 2026 - Construction works are progressing. May 2025 - Construction works are underway. June 2024 - Construction works are underway. October 2023 - Construction works are progressing slowly. February 2023 - Construction works are underway. July 2021 - Construction works are underway. June 09, 2021 - A groundbreaking ceremony was held. January 2017 - PT Kiniku and PT Bintang announced plans to construct a technology and industrial center in Sukabumi. | Project work on Schedule | 1 | Not Funded / Unconfirmed | Public/Private | PT Bintang Raya Lokalestari;PT Kiniku Nusa Kreasi | PT Amarta Karya (Persero)
478842 | 478842 | 2026-04-02 11:13 | Maincubes Hldg – Nauen BER02 Data Center Campus – Brandenburg | Maincubes Hldg – Nauen BER02 Data Center Campus – Brandenburg | https://construction.globaldata.com/Projects/Overview/478842 | Execution | Parent | 2360 | 2024 Q4 | 2026 Q1 | 2030 Q4 | Europe | Germany | Brandenburg | Nauen | at Berliner Str | 14641 | Commercial & Leisure | Data Center | Data Center | Transformer Stations & Substations |  | New | Onshore | Maincubes Holding and Service GmbH is planning to construct the BER02 Data Center Campus in Nauen (Havelland), Brandenburg, Germany. The project involves the construction of a data center, MainHub Campus for cloud services, HPC, and AI with a capacity of 200MW, administrative and office facilities, outdoor facilities, parking facilities for cars and bicycles, and an on-site 110kV substation with a 6km-long cable route, and the installation of elevators and power facilities. The cutting-edge data center campus will be optimized for cloud services, high-performance computing (HPC), and artificial intelligence (AI). AM:PM Grund Alpha GmbH has been appointed as the associate developer, PST GmbH as the master planner, and Ttsp Hwp Seidel Planungsgesellschaft MbH as the architect. Maincubes signed a 200MW grid connection agreement with E.DIS AG. The waste heat from the data centers will be fed into Nauen City and other consumers via a heating network. The project will be developed in phases. Nauen City, with the cooperation of Maincubes and AM:PM Grund, is currently drawing up a legally binding development plan. JSM Group Services Ltd has been appointed as the contractor for the on-site substation. JSM Group will supply the 110kV cable route and substation. Phase One will be completed in 2027. | 52.5989 | 12.8816 | The project involves the construction of the BER02 Data Center Campus on a 14ha area, with a 46,800m2 gross floor area (GFA) in Nauen (Havelland), Brandenburg, Germany The US$2,360 million project includes the following: 1. Construction of a data center campus for cloud services, HPC, and AI with a capacity of 200MW 2. Construction of administrative and office facilities 3. Construction of outdoor facilities 4. Construction of parking facilities for cars and bicycles 5. Construction of an on-site 110kV substation with a 6km-long cable route 6. Installation of elevators and power facilities | Colocation Data Center; Edge Data Center; Green data center; Heating, ventilation and air conditioning (HVAC); Modular data center; Tier 4 Data Center |  |  | April 2026 - Construction activities are underway on the substation. March 2026 - Construction work on the on-site substation commenced. February 2026 - Pre-construction activities are underway. January 2026 - Maincubes secured the project financing. December 2025 - The legal and infrastructural development work commenced. August 2025 - Nauen City approved the land use and zoning plan and Maincubes signed a 200MW grid connection agreement with E.DIS AG. July 2025 - A construction application for the 110kV substation was submitted. June 2025 - Design activities are underway. May 2025 - Ttsp Hwp Seidel Planungsgesellschaft MbH has been appointed as the architect. February 2025 - The development plan procedure is underway. October 2024 - Maincubes acquired the property for BER02 development in Nauen June 2024 - Maincubes announced plans to construct the BER02 data center campus in Nauen. | Project work on Schedule | 1 | Not Funded / Unconfirmed | Private | Maincubes Holding and Service GmbH | JSM Group Services Ltd | Ttsp Hwp Seidel Planungsgesellschaft MbH
562782 | 562782 | 2026-04-02 09:17 | Client – Hampton Technology Park Data Center Campus – Georgia | Client – Hampton Technology Park Data Center Campus – Georgia | https://construction.globaldata.com/Projects/Overview/562782 | Planning | Parent | 1000 | 2026 Q1 | 2028 Q2 | 2033 Q4 | North America | United States | Georgia |  | Lower Woolsey Road, within Atlanta |  | Commercial & Leisure | Data Center | Data Center |  | Medium | New | Onshore | The Client Company, LLC is planning to undertake the construction of a data center campus in Georgia, the US. The project involves the construction of a 371,610m2 data center campus on 244ha of land. It include the construction of five buildings, data halls, server rooms, a substation and the installation of generators and uninterruptible power supply (UPS) units, cooling systems and safety and security systems. Subject to the commencement of construction works, the project is expected to complete in 2033. | 33.3819 | -84.2937 | The project involves the construction of a 371,610m2 data center campus on 244ha of land along Lower Woolsey Road in Hampton, Atlanta metropolitan area, Georgia, the US. The US$1,000 million project includes the following: 1. Construction of five buildings 2. Construction of server rooms 3. Construction of a substation 4. Installation of generators and uninterruptible power supply (UPS) units 5. Installation of cooling system 6. Installation of safety and security systems |  |  |  | April 2026 - The project is still in planning. February 13, 2026 - A Developments of Regional Impact (DRI) application was submitted with the Georgia Department of Community Affairs. Q1 2026 - The client company, LLC announced plans to construct a data center campus within Atlanta metropolitan area. | Project work on Schedule | 1 | Not Funded / Unconfirmed | Private | Client Co LLC
472240 | 472240 | 2026-04-01 19:06 | Metrobloks – Project Apollo Data Center – Florida | Metrobloks – Project Apollo Data Center – Florida | https://construction.globaldata.com/Projects/Overview/472240 | Planning | Parent | 150 | 2024 Q4 | 2026 Q4 | 2027 Q4 | North America | United States | Florida | Miami | 500 NW 137th Avenue. |  | Commercial & Leisure | Data Center | Data Center |  | Low | New | Onshore | Metrobloks is planning to build a tier III colocation data center at 500 NW 137th Avenue in Miami, Florida, the US. The project involves the construction of a 15MW, two-story, 10,220m2 data center on 1.63ha of land. It includes the construction of server rooms, control rooms, a 230 kV substation, and the installation of network switches, routers, storage infrastructure, elevators, and safety and security systems. The facility has secured 22MW of power from Florida Power & Light, backed by a will-serve letter and deposits and uses both liquid and air cooling systems and supports rack densities up to 150kW. It will use an Uninterruptible Power Supply (UPS) and 3,000 kW diesel standby generators with N+1 redundancy for reliable power backup. | 25.783 | -80.4174 | The project involves the construction of a 15MW, two-story, 10,220m2 data center on 1.63ha of land in Miami, Florida, the US. The US$150 million project includes the following: 1. Construction of server rooms 2. Construction of control rooms 3. Construction of a 230 kV substation 4. Installation of network switches 5. Installation of routers 6. Installation of storage infrastructure 7. Installation of elevators 8. Installation of safety and security systems | Colocation Data Center; Heating, ventilation and air conditioning (HVAC); Tier 3 Data Center |  |  | April 2026 - Planning activities are underway. September 2025 - Planning activities are underway. December 2024 - Planning activities are underway. Q4 2024 - The Beacon Council announced plans to build the Project Apollo data center in Miami. | No Major Development | 0 | Not Funded / Unconfirmed | Public | Metrobloks LLC
348939 | 348939 | 2026-04-01 18:34 | A I Trust – Airoli Data Center – Maharashtra | A I Trust – Airoli Data Center – Maharashtra | https://construction.globaldata.com/Projects/Overview/348939 | Execution | Parent | 280 | 2020 Q1 | 2023 Q4 | 2026 Q4 | Asia-Pacific | India | Maharashtra | Mumbai | Plot No 14/2, 15, 37, TTC Industrial Area, MIDC Digha Naka Dighe, Airoli | 400708 | Commercial & Leisure | Data Center | Data Center |  |  | New | Onshore | Ascendas India Trust (AIT), now known as CapitaLand India Trust Management Pte. Ltd (CLINT) is undertaking the construction of a hyperscale data center in Mumbai, Maharashtra, India. The project involves the construction of a 53,419m2 data center with a consumption capacity of 108MW on 2.67ha of land. It includes the construction of meeting rooms, 24 data halls, 8,500 racks, administrative space, storage spaces, an on-site substation, the installation of elevators, safety and security systems. The project is also known as "CapitaLand DC Navi Mumbai 1". The project will be developed in two phases: The first phase includes a 30,193m2 data center with a consumption capacity of 54MW and 4,300 racks, with IT loads of 4.5 kilowatts to 7.5 kilowatts per rack. The second phase includes a 23,225m2 data center with a consumption capacity of 54MW and 4,200 racks, with IT loads of 4.5 kilowatts to 7.5 kilowatts per rack. The facility draws power from the utility grid. It has N+N UPS redundancy and diesel generators for power backup, and will use a high-efficiency air-cooled chiller cooling system with N+4 redundancy and Computer Room Air Conditioning (CRAC) units per data hall with N+2 redundancy. The project has been designed to meet the requirements for LEED (Leadership in Energy and Environmental Design) certification. Construction works on the first phase commenced in the fourth quarter of 2023 and were completed in August 2025. Construction works on the second phase are scheduled to be completed in the fourth quarter of 2026. | 19.1591 | 72.9772 | The project involves the construction of a 53,419m2 data center with a consumption capacity of 108MW on 2.67ha of land in Mumbai, Maharashtra, India. The US$280 million project includes the following: 1. Construction of meeting rooms 2. Construction of 24 data halls 3. Construction of 8,500 racks 4. Construction of administrative space 5. Construction of storage spaces 6. Construction of an on-site substation 7. Installation of elevators 8. Installation of safety and security systems | Elevator; Heating, ventilation and air conditioning (HVAC); Hyperscale Data Center |  |  | April 2026 - Construction works are underway on the second phase. September 2025 - Planning activities are underway on the second phase. August 2025 - Construction works were completed on the first phase. February 2025 - Construction activities are underway. July 2024 - The project secured a loan of US$156 million from JP Morgan India. October 2023 - A groundbreaking ceremony was held marking the start of construction. February 2023 - Planning activities are underway. May 2022 - Planning activities are underway. September 2021 - Planning activities are underway. Q1 2020 - Ascendas India Trust announced a plan to build a data center in Mumbai. | Project work on Schedule | 1 | Partially Funded | Private | CapitaLand India Trust
232203 | 232203 | 2026-04-01 18:30 | Dc Blox DC – US Data Centers Development Program – United States | Dc Blox DC – US Data Centers Development Program – United States | https://construction.globaldata.com/Projects/Overview/232203 | Execution | Program | 450 | 2017 Q1 | 2017 Q3 | 2029 Q4 | North America | United States |  |  |  |  | Commercial & Leisure | Data Center | Data Center |  |  | New | Onshore | DC BLOX Inc (DC BLOX) is undertaking a data center development program across Southeastern, the US. The program involves the construction of three data centers across the Southeast US. It includes the construction of server rooms, administrative space, distribution rooms, parking facilities, and the installation of equipment and safety systems. The DC Blox received US$37 million in funding from Metropolitan Partners Group to build additional data centers in Birmingham city in Alabama, Greensboro/Winston-Salem cities in North Carolina; and Greenville city in South Carolina. Greenville data center includes the construction of six, 5,016m2 data halls, 622m2 of storage and office space, conference rooms, and workstations. In July 2019, construction activities were completed on the Birmingham data center. Construction works commenced on the Greenville data center in April 2021. Construction works were completed on Phase One in January 2022. | 37.0902 | -95.7129 | The program involves the construction of data centers across southeastern of the US. The US$450 million program involves the following: 1. Construction of server rooms 2. Construction of administrative space 3. Construction of distribution rooms 4. Construction of a parking facility 5. Installation of equipment 6. Installation of safety and security systems | Colocation Data Center; Heating, ventilation and air conditioning (HVAC) |  |  |  | Project work on Schedule | 1 | Not Funded / Unconfirmed | Private | Dc Blox Data Centers
470845 | 470845 | 2026-04-01 17:54 | Calvano Dev – Wichita Falls Data Center – Texas | Calvano Dev – Wichita Falls Data Center – Texas | https://construction.globaldata.com/Projects/Overview/470845 | Planning | Parent | 5000 | 2024 Q1 | 2026 Q4 | 2034 Q4 | North America | United States | Texas | Wichita Falls | City view drive |  | Commercial & Leisure | Data Center | Data Center |  | Low | New | Onshore | Calvano Development is planning to build a data center at the intersection of Wellington Lane and Kiel Lane in Wichita Falls, Texas, the US. The project involves the construction of a 213,677m2 data center with a total consumption capacity of 300MW on 91ha of land. It includes the construction of server rooms, control rooms and a substation, and the installation of generators, transformers and safety and security systems. The facility will utilize a water cooling system. In November 2024, Calvano received rezoning approvals from the Wichita Falls City Council. Construction is expected to be completed by the fourth quarter of 2034. | 33.9145 | -98.5084 | The project involves the construction of a 213,677m2 data center with a total consumption capacity of 300MW on 91ha of land at the intersection of Wellington Lane and Kiel Lane in Wichita Falls, Texas, the US. The US$5,000 million project includes the following: 1. Construction of server rooms 2. Construction of control rooms 3. Construction of a substation 4. Installation of generators 5. Installation of transformers 6. Installation of safety and security systems | Heating, ventilation and air conditioning (HVAC); Hyperscale Data Center |  |  | April 2026 - Planning activities are underway. February 2026 - Planning activities are underway. August 2025 - Planning activities are underway. November 05, 2024 - Calvano received rezoning approvals from the Wichita Falls City Council. January 2024 - Calvano Development announced plans to build a data center in Wichita Falls. | No Major Development | 0 | Not Funded / Unconfirmed | Private | Calvano Development
556080 | 556080 | 2026-04-01 17:30 | FCDC – Kuriiritie 7 Data Center – Ostrobothnia | FCDC – Kuriiritie 7 Data Center – Ostrobothnia | https://construction.globaldata.com/Projects/Overview/556080 | Execution | Parent | 70 | 2025 Q4 | 2026 Q1 | 2028 Q4 | Europe | Finland | Ostrobothnia | Vaasa | GigaVaasa, located at Kuriiritie 7, the Laajametsä business area | 1510 | Commercial & Leisure | Data Center | Data Center |  |  | New | Onshore | FCDC Corp Oy is undertaking the construction of a data center campus at Kuriiritie 7, GigaVaasa area, in the Laajametsä business area, Vaasa, Finland. The project involves the construction of a 66,000m2 data center campus. It includes the construction of two data center buildings, data halls, server rooms, meet-me rooms and parking spaces, and the installation of racks and safety and security systems. The Nordic office of architecture has been appointed as the architect. The facility has been committed to operating on renewable energy. In December 2025, FCDC Corp Oy secured planning approvals from the Building and Environmental Committee of the City of Vaasa. In March 2026, construction works commenced and are scheduled to be completed in 2028. | 60.7877 | 24.9903 | FCDC Corp Oy is planning to build a 66,000m2 data center campus at Kuriiritie 7, GigaVaasa area, in the Laajametsä business area, Vaasa, Finland. The US$70 million project includes the following: 1. Construction of two data center buildings 2. Construction of data halls 3. Construction of meet-me rooms 4. Construction of server rooms 5. Construction of parking spaces 6. Installation of racks 7. Installation of generators 8. Installation of the cooling system 9. Installation of safety and security systems | Heating, ventilation and air conditioning (HVAC) |  |  | April 2026 - Construction works are underway. March 2026 - Construction works commenced. December 2025 - FDFC Corp Oy secured building permits from the Building and Environmental Committee of the City of Vaasa. Q1 2025 - FDFC Corp Oy announced plans to build a data center in Finland. | Project work on Schedule | 1 | Not Funded / Unconfirmed | Private | FCDC Corp Oy |  | Nordic office of architecture
511129 | 511129 | 2026-04-01 17:23 | Capital Energy SLU – El Viso Business Park Data Center – Andalusia | Capital Energy SLU – El Viso Business Park Data Center – Andalusia | https://construction.globaldata.com/Projects/Overview/511129 | Planning | Parent | 315 | 2025 Q2 | 2028 Q4 | 2032 Q3 | Europe | Spain | Andalusia | Malaga | at Canada Street in the El Viso industrial estate, next to the Teatinos University campus |  | Commercial & Leisure | Data Center | Data Center | Office Buildings; Parking Facilities | Medium | New | Onshore | Box2Bit, a subsidiary of Capital Energy, is planning to construct a data center at Canada Street in the El Viso industrial estate, next to the Teatinos University campus, Malaga, Andalusia, Spain. The project involves the construction of a three- to four-story data center building with a maximum height of 18.20m with a total gross floor area of 12,770m2 for a data center on a 1.7ha area. The project also includes the construction of a 15m high administrative building with a floor area of 2,250m2, an electrical substation, meeting rooms, conference halls, a basement level parking facility with 196 spaces, and 73 surface parking spaces, two roads heading north and south on both boundaries of the plot, connecting them with Rosamunda Street via a new bridge over the La Palma stream, and the installation of cooling, solar panels, security and relevant equipment. HCP Architecture & Engineering has been appointed as the design contractor. The project will create 80 permanent jobs and more than 450 additional jobs during the construction phase. | 36.7139 | -4.4703 | The project involves the construction of a data center at Canada Street in the El Viso industrial estate, next to the Teatinos University campus, Malaga, Andalusia, Spain. The US$315 million project includes the following: 1. Construction of a three- to four-story data center building with a maximum height of 18.20m, with a total gross floor area of 12,770m2 for a data center on a 1.7ha area 2. Construction of a 15m high administrative building with a floor area of 2,250m2 3. Construction of an electrical substation 4. Construction of meeting rooms 5. Construction of conference halls 6. Construction of a basement-level parking facility with 196 spaces and a surface parking facility with 73 spaces 7. Construction of two roads heading north and south on both boundaries of the plot, 8. Installation of cooling, solar panels, security, and relevant equipment. | Green data center; Heating, ventilation and air conditioning (HVAC); Solar Rooftop |  |  | April 2026 - Administrative procedures are underway. July 2025 - Administrative procedures are underway. April 2025 - Box2Bit, a subsidiary of Capital Energy announced plans to build a data center in the El Viso industrial estate, next to the Teatinos University campus, Malaga. | Project work on Schedule | 1 | Not Funded / Unconfirmed | Private | Capital Energy SLU |  | HCP Architecture & Engineering
509885 | 344194 | 2026-04-01 17:18 | Davidson Kempner/ Pioneer Point – Sines Hyper Scale Data Center: SIN06 – Lisbon | Davidson Kempner/ Pioneer Point – Sines Hyper Scale Data Center – Setubal | https://construction.globaldata.com/Projects/Overview/509885 | Planning | Sub | 771 | 2023 Q3 | 2026 Q4 | 2030 Q4 | Europe | Portugal | Lisbon |  |  |  | Commercial & Leisure | Data Center | Data Center |  | Low | New | Onshore | Davidson Kempner Capital Management LP (DKCM) and Pioneer Point Partners LLP (PPP) formed Start Campus, a joint venture company is planning to construct the hyper scale data center: SIN06 in Sines, Setubal District, Alentejo region, Portugal. The project involves the construction of a data center with a capacity of up to 220MW. It includes the construction of a server building, meeting rooms, an administrative space, parking spaces, and the installation of equipment. Internet exchange operator DE-CIX will provide the interconnection and cloud services to the facility. The first phase of the project is also known as "Nest". | 37.961 | -8.8613 | The project involves the construction of a hyper scale data center: SIN06 in Sines, Setubal District, Alentejo region, Portugal. The US$771 million project includes the following: 1. Construction of a 220MW, two data centre 2. Construction of meeting rooms 3. Construction of an administrative space 4. Construction of parking spaces 5. Installation of equipment | Artificial Intelligence; Heating, ventilation and air conditioning (HVAC) |  |  | April 2026 - Planning activities are underway. June 2025 - Planning activities are underway. June 2024 - Planning activities are underway. Q3 2023 - Start Campus announced plans to construct a hyper scale data center: SIN06, Setubal District, Alentejo region, Portugal. | No Major Development | 0 | Not Funded / Unconfirmed | Private | Davidson Kempner Capital Management LP;Pioneer Point Partners LLP
509884 | 344194 | 2026-04-01 17:09 | Davidson Kempner/ Pioneer Point – Sines Hyper Scale Data Center: SIN05 – Lisbon | Davidson Kempner/ Pioneer Point – Sines Hyper Scale Data Center – Setubal | https://construction.globaldata.com/Projects/Overview/509884 | Planning | Sub | 771 | 2023 Q3 | 2026 Q4 | 2030 Q4 | Europe | Portugal | Lisbon |  |  |  | Commercial & Leisure | Data Center | Data Center |  | Low | New | Onshore | Davidson Kempner Capital Management LP (DKCM) and Pioneer Point Partners LLP (PPP) formed Start Campus, a joint venture company is planning to construct the hyper scale data center: SIN05 in Sines, Setubal District, Alentejo region, Portugal. The project involves the construction of a data center with a capacity of up to 220MW. It includes the construction of a server building, meeting rooms, an administrative space, parking spaces, and the installation of equipment. The first phase of the project is also known as "Nest". | 37.961 | -8.8613 | The project involves the construction of a hyper scale data center: SIN05 in Sines, Setubal District, Alentejo region, Portugal. The US$771 million project includes the following: 1. Construction of a 220MW data centre 2. Construction of meeting rooms 3. Construction of an administrative space 4. Construction of parking spaces 5. Installation of equipment | Artificial Intelligence; Heating, ventilation and air conditioning (HVAC) |  |  | April 2026 - Planning activities are underway. June 2025 - Planning activities are underway. June 2024 - Planning activities are underway. Q3 2023 - Start Campus announced plans to construct a hyper scale data center: SIN05, Setubal District, Alentejo region, Portugal. | No Major Development | 0 | Not Funded / Unconfirmed | Private | Davidson Kempner Capital Management LP;Pioneer Point Partners LLP
414207 | 414207 | 2026-04-01 16:56 | Capital Energy SLU – Axis Recas Data Center Complex Development – Castille-La Mancha | Capital Energy SLU – Axis Recas Data Center Complex Development – Castille-La Mancha | https://construction.globaldata.com/Projects/Overview/414207 | Planning | Parent | 1205 | 2022 Q4 | 2027 Q3 | 2031 Q4 | Europe | Spain | Castille-La Mancha |  |  |  | Commercial & Leisure | Data Center | Data Center |  | Medium | New | Onshore | Box2Bit, a company of Capital Energy SLU, is planning the construction of the Axis Data Center in Recas, Toledo, Castile–La Mancha, Spain. The project involves the construction of a data center complex on a 13.4ha site, server rooms, access and internal roads, and parking facilities, and the installation of cooling and related equipment. The project will be developed under energy sustainability criteria, based on renewable energy. | 40.0535 | -3.9925 | The project involves the construction of the Axis Data Center in Recas, Toledo, Castile–La Mancha, Spain. The US$1,205 million project includes the following: 1. Construction of a data center complex on a 13.4ha area 2. Construction of server rooms 3. Construction of access and internal roads 4. Construction of car parking facilities 5. Installation of cooling and related equipment | Green data center; Heating, ventilation and air conditioning (HVAC) | The Axis Data Center is planned to be developed in Recas, Toledo, Castile–La Mancha. The project's aim is to provide an IT space to contribute towards digitization in the region and to expand digitization from Madrid to the entire Iberian Peninsula, through the Lisbon–Madrid–Barcelona and Málaga–Madrid–Bilbao axes by the main continental submarine cables that cross the Provinces of Toledo and Guadalajara. The project will create 1,200 jobs during construction, and 150 jobs in the operation. |  | April 2026 - Administrative procedures are underway. May 2025 - Administrative procedures are underway. July 2024 - Planning activities are underway. July 27, 2023 - Planning activities are underway. November 2022 - Box2Bit a company of Capital Energy SLU announced plans to build the Axis data center in Recas, Toledo. | Project work on Schedule | 1 | Not Funded / Unconfirmed | Private | Capital Energy SLU
551050 | 551050 | 2026-04-01 16:33 | Real Estate Pursuits 2 – Project Sisson Data Center – Virginia | Real Estate Pursuits 2 – Project Sisson Data Center – Virginia | https://construction.globaldata.com/Projects/Overview/551050 | Planning | Parent | 980 | 2025 Q1 | 2027 Q1 | 2030 Q4 | North America | United States | Virginia | Fredericksburg | Kings Hwy (VA-3) | 22405 | Commercial & Leisure | Data Center | Data Center |  | Low | New | Onshore | Peterson Companies affiliate Real Estate Pursuits 2 LC is planning to undertake the construction of a data center at Kings Hwy (VA-3) in Stafford County, Virginia, the US. The project involves the construction of a 353,030m2 data center campus. It includes the construction of 16 two-story data center buildings, meet-me rooms, server rooms, four substations, a parking facility, and the installation of generators and uninterruptible power supply (UPS) units, cooling systems and safety and security systems. The facility will use a liquid cooling system. It is equipped with reliable uninterruptible power supply (UPS) units and generators for backup power systems. Timmons Group has been appointed as the engineering consultant. | 38.3032 | -77.4605 | The project involves the construction of a 353,030m2 data center campus in Stafford County, Virginia, the US. The US$980 million project includes the following: 1. Construction of 16 two-story data center buildings 2. Construction of meet-me rooms 3. Construction of server rooms 4. Construction of four substations 5. Construction of a parking facility 6. Installation of generators and uninterruptible power supply (UPS) units 7. Installation of the cooling system 8. Installation of safety and security systems | Heating, ventilation and air conditioning (HVAC) |  |  | April 2026 - Real Estate Pursuits 2 LC is awaiting approvals from the US Army Corps of Engineers. October 2025 - Real Estate Pursuits 2 LC, a subsidiary of Peterson Companies, has submitted plans for approval to the Norfolk District of the US Army Corps of Engineers. Q1 2025 - Peterson Companies announced plans to build a data center in Stafford County. | Project Awaiting Approvals | 0 | Not Funded / Unconfirmed | Private | Real Estate Pursuits 2 LC |  |  | Timmons Group Inc
510391 | 510391 | 2026-04-01 16:30 | Colt DataCentre – London 6 Data Center – Greater London | Colt DataCentre – London 6 Data Center – Greater London | https://construction.globaldata.com/Projects/Overview/510391 | Pre-Design | Parent | 913 | 2024 Q4 | 2026 Q3 | 2029 Q1 | Europe | United Kingdom | Greater London | Hayes |  | UB4 0SL | Commercial & Leisure | Data Center | Data Center |  | High | New | Onshore | Colt Data Centre Services is planning to construct a hyperscale data center campus in Greater London, UK. The project involves the construction of a 9,000m2 data center building with a consumption capacity of 27MW. It includes the construction of nine data halls with each one 1,000m2, server rooms, an administrative facility, parking spaces, hard and soft landscaping, associated infrastructure, ancillary office space, and associated facilities, and the installation of equipment, a cooling system, and safety and security systems. The project is part of Colt Data’s US$3,284 million plan to build three data centers with a combined capacity of 97MW in London. The facility will secure power from renewable energy sources and will be supported by the on-site diesel generators that are installed to provide backup power to ensure continuous operation. It also features an advanced cooling system, ensuring optimal performance and efficiency with maximum reliability and 1.35 Annualised design PUE. In October 2025, the London Borough of Hillingdon voted to approve planning permission. Construction works are expected to be completed in the first quarter of 2029. | 51.5099 | -0.39503 | The project involves the construction of a 9,000m2 data center building with a consumption capacity of 27MW in Hayes, Greater London, the UK. The US$913 million project includes the following: 1. Construction of nine data halls 2. Construction of server rooms 3. Construction of an administrative facility 4. Construction of parking spaces 5. Construction of hard and soft landscaping 6. Construction of associated infrastructure 7. Construction of ancillary office space and associated facilities 8. Installation of equipment 9. Installation of the cooling system 10. Installation of safety and security systems | Heating, ventilation and air conditioning (HVAC); Hyperscale Data Center |  |  | April 2026 - Pre-design activities are underway. October 2025 - The project has received planning permission from the Hillingdon Council. July 2025 - Planning activities are underway. Q4 2024 - Colt Data Centre Services announced plans to build a hyperscale data center campus in Hayes. | No Major Development | 0 | Not Funded / Unconfirmed | Private | Colt Data Centre Services
470755 | 470755 | 2026-04-01 15:58 | Goodman – Apollo Data Center – New South Wales | Goodman – Apollo Data Center – New South Wales | https://construction.globaldata.com/Projects/Overview/470755 | Planning | Parent | 854 | 2023 Q1 | 2027 Q1 | 2030 Q2 | Asia-Pacific | Australia | New South Wales | Sydney | 4 Talavera Road, Macquarie Park | 2113 | Commercial & Leisure | Data Center | Data Center | Office Buildings | Low | Redevelopment | Onshore | Goodman is planning to construct a data center at 4-10 Talavera Road, Macquarie Park in Sydney, New South Wales, Australia. The project involves the construction of a 29,770m2, five-story, 90MW data center with four levels of data hall comprising eight data halls with two data halls per floor on 2.3ha of land. It includes the construction of 3,575m2 ancillary office space, three switch rooms, 60 parking spaces, including two accessible and three EV spaces, installation of eleven in-ground diesel storage tanks, cooling systems, two loading dock spaces and safety and security systems. Urbis has been appointed as urban planner, HDR as architectural and ESD service consultant, Geoscapes as landscape architect, Ason Group as traffic and transport consultant, TTW as civil engineering consultant, AECOM and RiskCon as contamination and risk consultant, SLR Consulting as environmental assessment consultant, Core Engineering Group as fire safety consultant, Artefact as heritage and cultural heritage consultant, Linesight and SLR as waste and emissions, MBC Group as building code and accessibility, and LTS as surveyor. | -33.7731 | 151.119 | The project involves the construction of a 29,770m2, five-story, 90MW data center with four levels of data hall comprising eight data halls with two data halls per floor on 2.3ha of land in Sydney, New South Wales, Australia. The US$854 million project includes the following: 1. Construction of 3,575m2 ancillary office space 2. Construction of three switch rooms 3. Installation of 60 parking spaces, including two accessible and three EV spaces 4. Installation of eleven in-ground diesel storage tanks 5. cooling systems, two loading dock spaces and safety and security systems. | Heating, ventilation and air conditioning (HVAC) |  |  | April 2026 - Goodman is awaiting approval. September 2025 - The project is awaiting approval. March 2025 - Goodman submitted a revised development application to the NSW Department of Planning, Housing, and Infrastructure. November 2024 - The project awaiting approvals. October 2024 - Goodman submitted the project plans. Q1 2023 - Goodman announced plans for the construction of a data center in Sydney. | Project Awaiting Approvals | 0 | Not Funded / Unconfirmed | Private | Goodman Group |  | Geoscapes;HDR Inc | Aecom Australia Pty Ltd;Artefact Heritage Services Pty Ltd;Ason Group;Core Engineering;Linesight;LTS Lockley;MBC Group.;RiskConsult GmbH;SLR Consulting Australia Pty Ltd;Taylor Thomson Whitting
344194 | 344194 | 2026-04-01 15:50 | Davidson Kempner/ Pioneer Point – Sines Hyper Scale Data Center – Setubal | Davidson Kempner/ Pioneer Point – Sines Hyper Scale Data Center – Setubal | https://construction.globaldata.com/Projects/Overview/344194 | Execution | Parent | 4210 | 2021 Q1 | 2022 Q2 | 2030 Q4 | Europe | Portugal | Setubal |  |  |  | Commercial & Leisure | Data Center | Data Center |  |  | New | Onshore | Davidson Kempner Capital Management LP (DKCM) and Pioneer Point Partners LLP (PPP) formed Start Campus, a joint venture company that is undertaking the construction of the hyper-scale data center in Sines, Setubal District, Alentejo region, Portugal. The project involves the construction of a hyper-scale data center with a capacity of up to 1200MW. It includes the construction of six server buildings, meeting rooms, an administrative space, parking spaces, and the installation of equipment. Initially, the project was planned with five server buildings with 495MW but later the scope has been revised to develop six server buildings with 1200MW. The first phase of the project includes a data center named Nest on 21,600m2, which will work as the pilot project for the remaining server buildings. Internet exchange operator DE-CIX will provide the interconnection and cloud services to the facility. Construction of the first building SIN01 has been completed in January, 2025. Engexpor, has completed the construction of SIN01. | 37.961 | -8.8613 | The project involves the construction of a hyper-scale data center on a 8.99ha area in Sines, Setubal District, Alentejo region, Portugal. The US$4210 million (EUR3500 million) project includes the following: 1. Construction of six server buildings with 1200MW 2. Construction of meeting rooms 3. Construction of an administrative space 4. Construction of parking spaces 5. Installation of equipment | Heating, ventilation and air conditioning (HVAC); Hyperscale Data Center | The project involves the construction of a hyper-scale data center in Sines, Setubal. The project is also known as "Sines 4.0". It will generate 1200 direct jobs and 8000 new indirect jobs creation in the economy up to 2030. |  | April 2026 - Construction activities are underway. July 2025 - Construction activities are underway. February 2025 - Construction activities are underway. October 2024 - Construction activities are underway. June 2024 - Construction activities are underway. March 2024 - Construction work is underway. December 2023 - Construction work is underway. September 2023 - Construction work is underway on the first phase. June 2023 - Construction work is underway on the first phase. March 2023 - Construction work is underway on the first phase. October 2022 - Construction work is underway in the first phase. June 2022 - Construction work is underway in the first phase. April 2022 - Construction works commenced on the first phase of the project. April 2021 - The developers are in the process to get the required approvals. March 2021 - The project was granted the status of being a Project of National Interest (PIN) by AICEP Global Parques of Portugal. Q1 2021 - Start Campus announced plans to construct a hyperscaler data center in Sines, Setubal District, Alentejo region, Portugal. | Project work on Schedule | 1 | Not Funded / Unconfirmed | Private | Davidson Kempner Capital Management LP;Pioneer Point Partners LLP | Engexpor Consultores de Engenharia SA | ARX Portugal Arquitectos lda | Afaconsult
509883 | 344194 | 2026-04-01 15:31 | Davidson Kempner/ Pioneer Point – Sines Hyper Scale Data Center: SIN04 – Lisbon | Davidson Kempner/ Pioneer Point – Sines Hyper Scale Data Center – Setubal | https://construction.globaldata.com/Projects/Overview/509883 | Planning | Sub | 771 | 2023 Q3 | 2026 Q4 | 2030 Q4 | Europe | Portugal | Lisbon |  |  |  | Commercial & Leisure | Data Center | Data Center |  | Low | New | Onshore | Davidson Kempner Capital Management LP (DKCM) and Pioneer Point Partners LLP (PPP) formed Start Campus, a joint venture company is planning to construct the hyper scale data center: SIN04 in Sines, Setubal District, Alentejo region, Portugal. The project involves the construction of a data center with a capacity of up to 220MW. It includes the construction of a server building, meeting rooms, an administrative space, parking spaces, and the installation of equipment. Internet exchange operator DE-CIX will provide the interconnection and cloud services to the facility. The first phase of the project is also known as "Nest". | 37.961 | -8.8613 | The project involves the construction of a hyper scale data center: SIN04 in Sines, Setubal District, Alentejo region, Portugal. The US$771 million project includes the following: 1. Construction of a 220MW data center 2. Construction of meeting rooms 3. Construction of an administrative space 4. Construction of parking spaces 5. Installation of equipment | Heating, ventilation and air conditioning (HVAC) |  |  | April 2026 - Planning activities are underway. June 2025 - Planning activities are underway. June 2024 - Planning activities are underway. Q3 2023 - Start Campus announced plans to construct a hyper scale data center: SIN04, Setubal District, Alentejo region, Portugal. | No Major Development | 0 | Not Funded / Unconfirmed | Private | Davidson Kempner Capital Management LP;Pioneer Point Partners LLP | Engexpor Consultores de Engenharia SA |  | Afaconsult
562604 | 562604 | 2026-04-01 15:27 | Higashishinagawa – DPDC Shinagawa 2 Data Center – Tokyo | Higashishinagawa – DPDC Shinagawa 2 Data Center – Tokyo | https://construction.globaldata.com/Projects/Overview/562604 | Planning | Parent | 80 | 2026 Q1 | 2026 Q4 | 2029 Q3 | Asia-Pacific | Japan | Tokyo |  | 5-6-1 Higashishinagawa | 140-0002 | Commercial & Leisure | Data Center | Data Center |  | Medium | New | Onshore | Higashishinagawa Special Purpose Company is planning to build a data center at 5-6-1 Higashishinagawa in Shinagawa Ward, Tokyo, Japan. The project involves the construction of a 33,758m2, seven-storey data center on 1.11ha of land. It includes the construction of data halls with racks, meeting rooms, office space, storage facilities and parking facilities, and the installation of power and cooling systems, safety and security systems. Daiwa House Industry has been appointed as the design-build contractor. Construction works are scheduled to commence by December 2026 and are expected to be completed by July 2029. | 35.6235 | 139.7552 | The project involves the construction of a 33,758m2, seven-storey data center on 1.11ha of land in Shinagawa Ward, Tokyo. The US$80 million project includes the following: 1. Construction of data halls with racks 2. Construction of meeting rooms 3. Construction of office space 4. Construction of storage facilities 5. Construction of parking facilities 6. Installation of power and cooling systems 7. Installation of safety and security systems |  |  |  | Q2 2026 - The project is in the early development stage. March 2026 - Higashishinagawa Special Purpose Company announced plans to build data center in Shinagawa Ward, Tokyo. | No Major Development | 0 | Not Funded / Unconfirmed | Private | Higashishinagawa Special Purpose Co | Daiwa House Industry Co Ltd | Daiwa House Industry Co Ltd
561875 | 561875 | 2026-04-01 15:16 | WBS Power – Baltic Data Center Campus – Pomeranian Voivodeship | WBS Power – Baltic Data Center Campus – Pomeranian Voivodeship | https://construction.globaldata.com/Projects/Overview/561875 | Planning | Parent | 15000 | 2025 Q3 | 2027 Q3 | 2032 Q4 | Europe | Poland | Pomeranian Voivodeship | Wejherowo | Choczewo | 84210 | Commercial & Leisure | Data Center | Data Center |  | Medium | New | Onshore | WBS Power is planning to undertake the construction of an AI hyperscale data center in Choczewo, Pomeranian Voivodeship, Poland. The project involves the construction of a data center with a capacity of 3,200MW. It includes the construction of an electric substation, data halls, server rooms, an administrative space, the installation of cooling systems, generators, and safety and security systems. The project will be developed in four phases, each with a capacity of 800MW, with Phase I costing US$8,000 million. Power for the site project will be sourced from the nearby Choczewo Power Station. It will incorporate dedicated energy systems for AI operations, integration with renewable energy sources, and battery energy storage systems. It is expected to create 200-300 operational jobs. Construction of phase one is expected to be completed in 2028. | 54.741 | 17.8923 | The project involves the construction of a data center with a capacity of 3,200MW in Choczewo, Pomeranian Voivodeship, Poland. The US$15,000 million project includes the following: 1. Construction of an electric substation 2. Construction of data halls 3. Construction of server rooms 4. Construction of an administrative space 5. Installation of cooling systems 6. Installation of generators 7. Installation of safety and security systems | Hyperscale Data Center |  |  | April 2026 - Planning activities are underway. Q3 2025 - WBS Power announced plans for the construction of a data center in Choczewo. | Project work on Schedule | 1 | Not Funded / Unconfirmed | Private | WBS Power GmbH
538774 | 538774 | 2026-04-01 14:58 | Nxtra – Chanmari Data Center – Tripura | Nxtra – Chanmari Data Center – Tripura | https://construction.globaldata.com/Projects/Overview/538774 | Execution | Parent | 22 | 2024 Q4 | 2026 Q1 | 2027 Q2 | Asia-Pacific | India | Tripura | Agartala | Chanmari | 799006 | Commercial & Leisure | Data Center | Data Center |  |  | New | Onshore | Nxtra Data Ltd, a subsidiary of Bharti Airtel Limited is undertaking the construction of an enterprise data center in Agartala, Tripura, India. The project involves the construction of a 7,432m2 four-storey data center on 0.40ha of land with 5MW consumption capacity. It includes the construction of server rooms, control rooms, administrative facilities, and storage facilities, the installation of elevator, equipment and cooling systems, and safety and security systems. In September 2025, Bharti Airtel signed a memorandum of understanding (MoU) with the Government of Tripura. In January 2026, the foundation stone was laid, marking the start of construction. | 23.8361 | 91.2794 | The project involves the construction 7,432m2 four-storey data center with 5MW consumption capacity on 0.40ha of land in Chanmari area, Agartala, Tripura, India. The US$22 million project includes the following: 1. Construction of control rooms 2. Construction of server rooms 3. Construction of administrative facilities 4. Construction of storage facilities 5. Installation of elevator 6. Installation of equipment and cooling systems 7. Installation of safety and security systems | Elevator; Enterprise Data Center; Heating, ventilation and air conditioning (HVAC) |  |  | April 2026 - Construction activities are underway. January 2026 - The foundation stone was laid, marking the start of construction. September 2025 - Bharti Airtel has signed memorandum of understanding with Tripura Government. December 2024 - Bharti Airtel announced plans to build data center in Chanmari, Tripuara, India. | Project work on Schedule | 1 | Not Funded / Unconfirmed | Private | Nxtra Data Ltd
561445 | 561445 | 2026-04-01 14:56 | Go Energy Grp – Tron Green AI Hyperscale Data Center – Andalusia | Go Energy Grp – Tron Green AI Hyperscale Data Center – Andalusia | https://construction.globaldata.com/Projects/Overview/561445 | Design | Parent | 1747 | 2025 Q4 | 2027 Q2 | 2028 Q4 | Europe | Spain | Andalusia |  |  |  | Commercial & Leisure | Data Center | Data Center |  | Medium | New | Onshore | Go Energy Group is planning the construction of the Tron green AI hyperscale data center campus in Trigueros, Andalusia, Spain. The project involves the construction of a data center campus with a consumption capacity of 200MW, modular buildings, server rooms, technical facilities, parking facilities, and the installation of cooling systems, modular buildings, and mission-critical systems. TSK Group has been appointed as the design contractor, planner, and project management consultant. Tron data center campus will be linked to the renewable hydrogen and ammonia projects, which are being developed across San Juan del Puerto and in Gibraleón (Huelva). | 37.3855 | -6.8381 | The project involves the construction of the Tron green AI hyperscale data center campus in Trigueros, Andalusia, Spain. The US$1,747 million project includes the following: 1. Construction of a data center campus with a consumption capacity of 200MW 2. Construction of modular buildings 3. Construction of server rooms 4. Construction of technical facilities 5. Construction of parking facilities 6. Installation of cooling systems and mission-critical systems | Green data center; Hyperscale Data Center |  |  | April 2026 - Design and administrative procedures are underway. December 2025 - The design and planning contract was awarded to TSK Group. December 2025 - Go Energy Group announced plans to build the Tron Green AI Hyperscale data center. | Project work on Schedule | 1 | Not Funded / Unconfirmed | Private | Go Energy Group |  | TSK Group | TSK Group
448305 | 448305 | 2026-04-01 14:34 | Advisors SOVA – Route 58 East Data Center Campus – Virginia | Advisors SOVA – Route 58 East Data Center Campus – Virginia | https://construction.globaldata.com/Projects/Overview/448305 | Pre-Design | Parent | 5000 | 2024 Q1 | 2027 Q2 | 2031 Q4 | North America | United States | Virginia |  | Highway 58/South Boston Highway, Ringgold area, Pittsylvania County. |  | Commercial & Leisure | Data Center | Data Center |  | Low | New | Onshore | Anchorstone Advisors SOVA is planning to construct a hyperscale data center campus in Ringgold, Pittsylvania County, Virginia, the US. The project involves the construction of a 200MW data center campus on 364ha of land. It includes the construction of five data center buildings, an administrative space, meeting rooms, server rooms, and parking spaces, and the installation of equipment, generators, cooling systems, and safety and security systems. | 36.5805 | -79.2542 | The project involves the construction of a 200MW data center campus on 364ha of land in Ringgold, Pittsylvania County, Virginia, the US. The US$5,000 million project includes the following: 1. Construction of five data center buildings 2. Construction of an administrative space 3. Construction of meeting rooms 4. Construction of server rooms 5. Construction of parking spaces 6. Installation of equipment 7. Installation of generators 8. Installation of cooling systems 9. Installation of safety and security systems | Heating, ventilation and air conditioning (HVAC); Hyperscale Data Center |  |  | April 2026 - Pre-design activities are underway. June 2025 - Pre-design activities are underway. November 2024 - The project received Special Use Permit approval from Pittsylvania County. September 2024 - The project is seeking specail use permit approvals. July 2024 - The project received rezoning approvals from the Pittsylvania County. June 2024 - Anchorstone has submitted rezoning applications to the Pittsylvania County. Q1 2024 - Anchorstone Advisors SOVA announced plans to build a data center campus in Pittsylvania County. | No Major Development | 0 | Not Funded / Unconfirmed | Private | Anchorstone Advisors SOVA LLC
504020 | 350627 | 2026-04-01 13:35 | ST Telemedia Global Data Ctrs/ Triputra – STT Jakarta 4 Data Center – Jakarta | ST Telemedia Global Data Ctrs/ Triputra – Kota Deltamas Data Center – Jakarta | https://construction.globaldata.com/Projects/Overview/504020 | Planning | Sub | 60 | 2024 Q1 | 2026 Q4 | 2028 Q4 | Asia-Pacific | Indonesia | Jakarta | Jakarta | Greenland International Industrial Centre |  | Commercial & Leisure | Data Center | Data Center |  | Low | New | Onshore | ST Telemedia Global Data Centers (STTGDC) and Triputra Group (TG) is planning to undertake the construction of a colocation data center at Greenland International Industrial Centre (GIIC) in Bekasi, Jakarta, Indonesia. The project involves the construction of a 32MW data center. It involves the construction of server rooms, data halls, office space, parking facilities, and the installation of equipment, safety and security systems. It is a part of a broader four-building data center complex, and upon completion, it will have a total capacity of more than 90MW, supported by a dedicated 150kV substation. | -6.3755 | 107.1791 | The project involves the construction of a 32MW data center in Bekasi, Jakarta, Indonesia. The US$60 million project includes the following: 1. Construction of server rooms 2. Construction of data halls 3. Construction of office space 4. Construction of parking facilities 5. Installation of equipment 6. Installation of safety and security systems | Colocation Data Center; Heating, ventilation and air conditioning (HVAC) |  |  | April 01, 2026 - We have not been able to obtain further updates on this project. We have retained the same project stage and amended the key dates accordingly. We will update the profile as soon as we obtain any new information. April 2025 - Project is in early stages of development. Q1 2024 - ST Telemedia Global Data Centres announced plans for the construction of a data center in Bekasi. | Information Unavailable |  | Not Funded / Unconfirmed | Private | STT GDC Pte Ltd;Triputra Group
562580 | 562580 | 2026-04-01 13:24 | Valorem – Kissankallio Data Center – Satakunta | Valorem – Kissankallio Data Center – Satakunta | https://construction.globaldata.com/Projects/Overview/562580 | Planning | Parent | 680 | 2026 Q1 | 2027 Q2 | 2028 Q4 | Europe | Finland | Satakunta |  |  |  | Commercial & Leisure | Data Center | Data Center | Solar PV; Energy Storage | Medium | New | Onshore | Valorem is planning to construct a colocation data center in Kissankallio, Eurajoki municipality, Satakunta, Finland. The project involves the construction of a 60MW data center along with a colocated 80MW solar farm and 30MW battery storage system (BESS) on 55ha of land. It includes the construction of data halls with racks, meeting rooms, office space, storage facilities and parking facilities, and the installation of power and cooling systems, safety and security systems. The project is committed to operating on 100% renewable energy from the colocated solar farm and BESS. | 61.2024 | 21.734 | The project involves the construction of a colocation data center with a consumption capacity of 60MW on 55ha of land in Eurajoki muncipality, Satakunta, Finland. The US$680 million project includes the following: 1. Construction of data halls with racks 2. Construction of meeting room 3. Construction of office space 4. Construction of storage facilities 5. Construction of parking facilities 6. Installation of power and cooling systems 7. Installation of safety and security systems | Colocation Data Center; Heating, ventilation and air conditioning (HVAC) |  |  | April 2026 - Valorem is in discussions with the Eurajoki muncipality for a planning reservation to start zoning and permitting process. March 2026 - Valorem announced plans to build data center in Eurajoki, Finland. | Project work on Schedule | 1 | Not Funded / Unconfirmed | Private | Valorem SAS
474149 | 474149 | 2026-04-01 13:18 | XTX Markets – Kajaani Data Center – Kainuu | XTX Markets – Kajaani Data Center – Kainuu | https://construction.globaldata.com/Projects/Overview/474149 | Execution | Parent | 1034 | 2023 Q4 | 2025 Q1 | 2030 Q4 | Europe | Finland | Kainuu | Kajaani | Pohjan Sellu |  | Commercial & Leisure | Data Center | Data Center |  |  | New | Onshore | XTX Markets is undertaking the construction of a hyperscale data center at the Pohjan Sellu plot in Kajaani, Kainuu, Finland. The project involves the construction of five data center buildings with a consumption capacity of 250MW on 193ha of land. It includes the construction of data halls, a loading and office building for personnel, a maintenance building, and the installation of generators, cooling systems, and safety and security systems. It will be developed in phases. The first phase consists of 15,000m2 of three data halls totaling 22.5MW of IT capacity, a mechanical plant area, a warehouse, and a 50-person office space. The facility operates on renewable energy and utilizes the natural low air temperature, leveraging Kajaani’s ambient climate. Granlund Tampere Oy has been appointed as the design consultant, project manager, and consulting engineer, A-Insinoorit Suunnittelu Oy as construction manager, Sundstrom Oy Ab as groundworks contractor, and Borenius Attorneys Ltd as legal advisor to XTX Markets. In December 2024, XTX awarded a US$102 million construction contract to YIT Oyj. In January 2025, construction works commenced on the first phase and are scheduled to be completed in 2026. In June 2025, Bravida Finland was awarded a contract for electrical installation work for the first phase of the data center. In August 2025, YIT and XTX Markets extended their agreement to initiate the construction of a second data center. Based on the agreement, YIT aims to deliver the shell and core structure of the second data center. Trutec Oy has been appointed to deliver a Steel Frame for phase 2 of the data center. The scope of agreement includes approximately 1,000 tons of load-bearing steel structures for the facility. Granlund Oy has been appointed to undertake Design management, Construction management, and supervision. LVI-Aitta and Paikallis-Sähkö have been appointed as subcontractors for the project. Paikallis-Sähkö is responsible for designing and implementing the substation and the main electricity distribution system. LVI-Aitta will carry out plumbing and ventilation work, as well as the electrical and office space cooling. Construction works on the second building are expected to be completed in 2027. | 64.2235 | 27.7373 | The project involves the construction of five data center buildings with 250MW of IT capacity on 193ha of land at the Pohjan Sellu plot in Kajaani, Kainuu, Finland. The US$1,034 million project includes the following: 1. Construction of data halls 2. Construction of a loading and office building for personnel 3. Construction of a maintenance building 4. Construction of server rooms 5, Installation of generators 6. Installation of cooling systems 7. Installation of safety and security systems | Heating, ventilation and air conditioning (HVAC); Hyperscale Data Center |  |  | April 2026 - Construction works are underway. August 2025 - Construction commenced on the second building. June 2025 - Bravida Finland has been awarded a contract for electrical installation work for the first phase of the data center. January 2025 - Construction works commenced on the first phase. December 2024 - XTX awarded US$102 million construction contract to YIT Oyj. Q4 2023 - XTX announced plans to build a data center in Kajaani. | Project work on Schedule | 1 | Not Funded / Unconfirmed | Private | XTX Markets Ltd | YIT Oyj | Granlund Oy;Granlund Tampere Oy | A-Insinoorit Suunnittelu Oy;Granlund Oy;Granlund Tampere Oy
512371 | 474149 | 2026-04-01 13:11 | XTX Markets – Kajaani Data Center: Phase I – Kainuu | XTX Markets – Kajaani Data Center – Kainuu | https://construction.globaldata.com/Projects/Overview/512371 | Execution | Sub | 120 | 2023 Q4 | 2025 Q1 | 2026 Q4 | Europe | Finland | Kainuu | Kajaani | Pohjan Sellu |  | Commercial & Leisure | Data Center | Data Center |  |  | New | Onshore | XTX Markets is undertaking the construction of a hyperscale data center at the Pohjan Sellu plot in Kajaani, Kainuu, Finland. The project involves the construction of a 15,000m2 data center with 22.5MW of IT capacity. It includes the construction of three data halls, a loading and office building for personnel, a maintenance building, office spaces, the mechanical plant area, a warehouse, and the installation of safety and security systems. Granlund Tampere Oy has been appointed as the design consultant, project manager, and consulting engineer, A-Insinoorit Suunnittelu Oy as construction manager, Sundstrom Oy Ab as groundworks contractor, and Borenius Attorneys Ltd as legal advisor to XTX Markets. In December 2024, XTX awarded a US$102 million construction contract to YIT Oyj. The facility operates on renewable energy and utilizes the natural low air temperature, leveraging Kajaani’s ambient climate. In January 2025, construction works commenced. In June 2025, Bravida Finland was awarded a contract for electrical installation work for the first phase of the data center. In August 2025, LVI-Aitta and Paikallis-Sähkö were appointed as subcontractors for the project. Paikallis-Sähkö is responsible for designing and implementing the substation and the main electricity distribution system. LVI-Aitta will carry out plumbing and ventilation work, as well as the electrical and office space cooling. Trutec Oy has been appointed to deliver a Steel Frame. Construction works are expected to be completed in 2026. | 64.2235 | 27.7373 | The project involves the construction of a 15,000m2 data center with 22.5MW of IT capacity at the Pohjan Sellu plot in Kajaani, Kainuu, Finland. The US$120 million project includes the following: 1. Construction of three data halls 2. Construction of a loading and office building for personnel 3. Construction of a maintenance building 4. Construction of office spaces 5. Construction of the mechanical plant area 6. Construction of the warehouse 7. Installation of safety and security systems | Green data center; Heating, ventilation and air conditioning (HVAC); Hyperscale Data Center |  |  | April 2026 - Construction activities are underway. August 2025 - LVI-Aitta and Paikallis-Sähkö were appointed as subcontractors for the project. June 2025 - Bravida Finland was awarded a contract for electrical installation work for the first phase of the data center. January 2025 - Construction works commenced. December 2024 - XTX awarded US$102 million construction contract to YIT Oyj. Q4 2023 - XTX announced plans to build a data center in Kajaani. | Project work on Schedule | 1 | Not Funded / Unconfirmed | Private | XTX Markets Ltd | YIT Oyj | Granlund Oy;Granlund Tampere Oy | A-Insinoorit Suunnittelu Oy;Granlund Oy;Granlund Tampere Oy
491033 | 491033 | 2026-04-01 12:58 | Hyperco – Kouvola Data Center – Kymenlaakso | Hyperco – Kouvola Data Center – Kymenlaakso | https://construction.globaldata.com/Projects/Overview/491033 | Execution | Parent | 1000 | 2024 Q1 | 2025 Q2 | 2027 Q2 | Europe | Finland | Kymenlaakso | Kouvola | Koria Hiivuri |  | Commercial & Leisure | Data Center | Data Center |  |  | New | Onshore | Hyperco Oy is undertaking the construction of a data center campus in Hiivuri/Koria industrial area in Kouvola, Kymenlaakso, Finland. The project involves the construction of a 28,000m2 data center campus on 12.5ha of land. It includes server rooms, meeting rooms, an administrative space, parking facilities, the installation of equipment and cooling systems, and safety and security systems. It is anticipated to create 300 jobs during the construction phase, offering a short-term employment boost. Once operational, it is expected to support the long-term economic vitality of Kouvola and eastern Finland. Additionally, it will contribute to sustainable development through the integration of waste heat into the district heating network. Kappi Architects Ltd has been appointed as an architect. In August 2024, Hyperco received the building permit to start the construction works. However, in January 2025, an additional land was purchased to increase the size of the data center. YIT Construction Ltd has been appointed as a contractor and Exyte is responsible for the earthworks of the project. Edgnex acquired Hyperco in April 2025. In May 2025, TikTok was selected as a primary tenant to occupy the data center upon completion. It will be a part of TikTok's EUR12 billion "Project Clover," aimed at enhancing data security for its 175 million European users. It is set to become a key hub for data processing, storage, and industrial operations, providing high-capacity, secure, and sustainable infrastructure to support industries and businesses, while driving regional economic growth. In April 2026, the project's internal installation began. Construction works are well underway, with the first phase expected to be completed by the end of 2026. | 60.8453 | 26.6178 | The project involves the construction of a 28,000m2 data center campus on 12.5ha of land in Hiivuri, Kouvola, Kymenlaakso, Finland. The US$1,000 million project includes the following: 1. Construction of server rooms 2. Construction of meeting rooms 3. Construction of an administrative space 4. Construction of parking facilities 5. Installation of related equipment 6. Installation of cooling systems | District Heating/Cooling System; Heating, ventilation and air conditioning (HVAC) |  |  | April 2026 - The internal installations of the project has began. November 2025 - Construction activities are underway. May 2025 - Construction work commenced. May 2025 - TikTok was elected as a primary tenant to occupy the data center upon completion. April 2025 - Edgnex acquired Hyperco. January 2025 - An additional land was purchased to increase the size of the datacenter. August 2024 - Hyperco Oy has received planning approval from the City Council of Kouvola. Q1 2024 - Hyperco Oy announced plans to build a data center campus in Hiivuri. | Project work on Schedule | 1 | Not Funded / Unconfirmed | Private | Hyperco Oy | YIT Construction Ltd | Kappi Oy | Caverion Corp;Elisa Oyj;MEIT Consultants LLP;Sweco Talotekniikka Oy
539671 | 539671 | 2026-04-01 12:57 | Rowan Digital – Temple Data Center – Texas | Rowan Digital – Temple Data Center – Texas | https://construction.globaldata.com/Projects/Overview/539671 | Execution | Parent | 700 | 2025 Q1 | 2026 Q1 | 2027 Q4 | North America | United States | Texas | Temple | Bob White Road | 76501 | Commercial & Leisure | Data Center | Data Center |  |  | New | Onshore | Rowan Digital Infrastructure is planning to undertake the construction of a hyperscale data center at Bob White Road in South Temple, Texas, the US. The project involved the construction of a data center with a consumption capacity of 300MW on 283ha of land. It includes the construction of data halls, server rooms, meet-me rooms, an administrative space, and the installation of generators, cooling systems, and safety and security systems. HITT Contracting is appointed as the general contractor, and DCI design as the architect. The power for the project is secured with partnership with Oncor. The facility will be operated on renewable energy and it is designed with sustainable features, including a mechanical cooling system that reduces water consumption and reuses water efficiently. Once the project is complete, 30 full-time employees will staff the first phase of the data center campus, and a planned second phase will add another ten employees. In January 2026, construction works commenced and are expected to be completed by 2027. | 31.0597 | -97.2968 | The project involved the construction of a data center with a consumption capacity of 300MW on 283ha of land in Temple, Texas, the US. The US$700 million project includes the following: 1. Construction of data halls 2. Construction of server rooms 3. Construction of meet-me rooms 4. Construction of an administrative space 5. Installation of generators 6. Installation of cooling systems 7. Installation of safety and security systems | Heating, ventilation and air conditioning (HVAC); Hyperscale Data Center |  |  | April 2026 - Construction activities are underway. January 07, 2026 - Construction works commenced. December 2025 - Pre-design activities are underway. September 2025 - Rowan Digital received final approvals from the Temple City Council. Q1 2025 - Rowan Digital Infrastructure announced plans for the construction of a data center in Temple. | Project work on Schedule | 1 | Not Funded / Unconfirmed | Private | Rowan Digital Infrastructure Pty Ltd | HITT Contracting Inc | Ci Design Inc
446416 | 446416 | 2026-04-01 12:05 | Flexential Corp – Parker Data Center – Colorado | Flexential Corp – Parker Data Center – Colorado | https://construction.globaldata.com/Projects/Overview/446416 | Execution | Parent | 192 | 2024 Q1 | 2024 Q4 | 2027 Q3 | North America | United States | Colorado | Parker | 15255 Compark Boulevard | 80134 | Commercial & Leisure | Data Center | Data Center |  |  | New | Onshore | Flexential is undertaking the construction of a colocation data center at 15255 Compark Boulevard in Parker, Colorado, the US. The project involves the construction of a 25,734m2 data center with a consumption capacity of 22.5MW on 6.8ha of land. It includes the construction of five data halls, server rooms, a substation, and the installation of generators and safety and security systems. The facility will draw its electrical power supplied from Core Electric Cooperative, an electric utility in Douglas County, and will utilize a liquid cooling-ready system with N+2 cooling redundancy. It is designed to use 1.3 Power Usage Effectiveness (PUE). PCL Construction has been appointed as the contractor and electrical engineer. In October 2024, construction works commenced and are expected to be completed by the third quarter of 2027. | 39.4956 | -104.77 | The project involves the construction of a 25,734m2 data center with a consumption capacity of 22.5MW on 6.8ha of land in Parker, Colorado, the US. The US$192 million project includes the following: 1. Construction of five data halls 2. Construction of server rooms 3. Construction of a substation 4. Installation of generators 5. Installation of safety and security systems | Colocation Data Center; Heating, ventilation and air conditioning (HVAC) |  |  | April 2026 - Construction works are underway. March 2026 - A topping-out ceremony was held, marking the completion of structural work. January 2026 - Construction activities are underway. March 2025 - Construction activities are underway. October 2024 - A groundbreaking ceremony was held marking the start of construction. May 2024 - Planning activities are underway. Q1 2024 - Flexential announced plans to build a data center in Parker. | Project work on Schedule | 1 | Not Funded / Unconfirmed | Private | Flexential Corp | PCL Construction Enterprises Inc |  | PCL Construction Enterprises Inc
347102 | 228032 | 2026-04-01 09:58 | Stockland – Macquarie Park Technology Hub: Stage II – New South Wales | Stockland – Macquarie Park Technology Hub – New South Wales | https://construction.globaldata.com/Projects/Overview/347102 | Planning | Sub | 168 | 2017 Q4 | 2027 Q4 | 2029 Q4 | Asia-Pacific | Australia | New South Wales | Sydney | between 17 Khartoum Road and 39 Talavera Road. | 2113 | Commercial & Leisure | Office Buildings | Office Buildings | Data Center | Medium | Redevelopment | Onshore | Stockland Corporation Ltd (SGP) is constructing a technology hub in Macquarie Park, Sydney, New South Wales, Australia. The project involves the construction of five commercial buildings and a five-story data centre on 1.5ha of land. It also includes the construction of 6,300m2 data halls, 3,215m2 office space, and 13,000m2 for electrical and mechanical services, a new road, fencing facilities, parking facilities, and the installation of elevators, safety, and security systems. 3XN Australia Pty Ltd and CHROFI have been appointed as the architect, Urbis Pty Ltd as the planner, Team Catalyst Pty Ltd as the HVAC consultant, and Aecom as the environmental consultant. In June 2021, SGP secured State Significant Development (SSD) approvals for the project development. In July 2022, SGP submitted a planning application. | -33.7797 | 151.1257 | The project involves the construction of five commercial buildings and a five-story data centre on 1.5ha of land in Macquarie Park, New South Wales, Australia. The US$168 million project includes the following: 1. Construction of 6,300m2 data halls 2. Construction of 3,215m2 office space 3. Construction of 13,000m2 for electrical and mechanical services 4. Construction of commercial facilities 5. Construction of a new road 6. Construction of fencing facilities 7. Construction of parking facilities 8. Installation of elevators, safety, and security systems | Colocation Data Center; Elevator; Fencing | The Technology hub is being developed in Macquarie Park. The project will be located between 17 Khartoum Road and 39 Talavera Road. The project is the redevelopment of the 13.7ha area of assets within Macquarie Park. The project is also known as M_Park. The project is also known as "Athena Data Center". and is part of SGP's M_Park development and NSW master plan for the Macquarie Park innovation precinct. |  | April 2026 - Planning activities are underway. December 2025 - Planning activities are underway. March 2025 - Planning activities are underway. September 2024 - Planning activities are underway. November 2023 - Planning activities are underway. October 2022 - SGP awaits planning approval. July 2022 - A planning application was submitted. December 2021 - Planning activities are underway. August 2021 - Planning activities are underway. June 2021 - SGP secured SSD approvals for the project development. Q4 2017 - SGP announced plans for the construction of a Macquarie Park Technology Hub | Project work on Schedule | 1 | Not Funded / Unconfirmed | Private | Stockland Corp Ltd |  | 3XN Australia Pty Ltd;CHROFI | Aecom Australia Pty Ltd;Team Catalyst Pty Ltd;Urbis Pty Ltd
228032 | 228032 | 2026-04-01 09:57 | Stockland – Macquarie Park Technology Hub – New South Wales | Stockland – Macquarie Park Technology Hub – New South Wales | https://construction.globaldata.com/Projects/Overview/228032 | Execution | Parent | 1580 | 2017 Q4 | 2021 Q4 | 2029 Q4 | Asia-Pacific | Australia | New South Wales | Sydney | between 17 Khartoum Road and 39 Talavera Road. | 2113 | Commercial & Leisure | Office Buildings | Office Buildings | Data Center; Other Retail Buildings |  | Redevelopment | Onshore | Stockland Corporation Ltd (SGP) is constructing a technology hub in Macquarie Park, Sydney, New South Wales, Australia. The project involves the construction of A-grade commercial and retail facilities on five mixed-use buildings on 3ha of land, which will be developed in five stages. The first stage includes the construction of three 62,500m2 commercial buildings at 11, 15, and 17 Khartoum Road, comprising office, retail, learning, co-working spaces, a 2,500m2 open park, and a data centre. Stage two includes the construction of commercial buildings and a five-story data centre named "Athena" comprising 6,300m2 data halls, office space, and 13,000m2 for electrical and mechanical services, a new road, parking, security, and fencing facilities, and the third stage includes the construction of Johnson & Johnson's head office on a 10,000m2 area. The project also includes the construction of commercial facilities, a cafeteria, a gym, walkways, parking facilities, and the installation of elevators, safety, and security systems. 3XN Australia Pty Ltd and CHROFI have been appointed as the architect, AECOM Australia Pty Ltd as the design consultant, Site Image as the landscape architect, Urbis Pty Ltd as a planner, Elton Consulting Group Pty Ltd as the community engagement consultant, Team Catalyst Pty Ltd as the HVAC consultant, and ADCO Constructions Pty Ltd as the contractor and Taylor Construction Group Pty Ltd as the contractor. In February 2018, SGP lodged the development application for the first stage. In December 2019, SGP secured approvals from the NSW Government. In October 2020, SGP called for expressions of interest (EOI) from Australian artists and sculptors to create pieces of public art for Macquarie Park. In December 2020, the following artists were awarded for Stage 3, Site A – Hiromi Tango, Site B – Giovanni, and Site C – Catherine Nelson. In June 2021, SGP secured State Significant Development (SSD) approvals for the construction and operation of a data center, including associated office space, supporting infrastructure and services, car parking, and landscaping. In July 2022, a planning application was lodged for stage II of the project, and in August 2022, construction work on the 10-story building of stage I was completed. And construction works were completed in November 2023. | -33.78 | 151.1254 | The project involves the construction of five mixed-use buildings on a 3ha site in Macquarie Park, New South Wales, Australia. The US$1,580 million project includes the following: 1. Construction of stage one comprises three 62,500m2 commercial buildings 2. Construction of stage two comprises commercial buildings and a five-story data center 3. Construction of 6,300m2 data halls 4. Construction of meeting space 5. Construction of three commercial buildings 6. Construction of retail facilities 7. Construction of office facilities 8. Construction of a gym 9. Construction of a new road and walkways 10. Construction of a lounge 11. Construction of parking facilities 12. Installation of elevators, safety, and security systems | Colocation Data Center; Elevator; Fencing; Grade-A Office; Green data center; Green Star; Innovation hub/space; Mixed-Use; NABERS; Potential E&E; WELL Certification | The technology hub is being developed in Macquarie Park. The project will be located between 17 Khartoum Road and 39 Talavera Road. The project aims to target 6 Star Green Star and 5.5 Star NABERS ratings and is committed to achieving Climate Active carbon-neutral certification, Platinum WiredScore Technology Certification and WELL Certified Core Gold level. It will create 500 direct and 700 indirect jobs. The project is the redevelopment of the 13.7ha area of assets within Macquarie Park. The project is also known as M Park. |  | April 2026 - Construction activities are underway. March 2025 - A topping-out ceremony was held at building three of stage one. September 2024 - Construction works are underway on stage 1. November 2023 - Construction works are underway. May 2023 - Topping out ceremony was done for the nine-story building of the first stage. October 2022 - Construction work is underway on stage I and SGP await planning approval on stage II. August 2022 - Construction work on the 10-story building of stage I was completed. July 2022 - A planning application was lodged for stage II of the project. May 2022 - Construction activities are underway. December 2021 - Construction activities are underway. June 2021 - SGP secured SSD approvals for stage two development. January 2021 - Design activities are underway. April 2020 - Design activities are underway. December 2019 - SGP secured approvals from the NSW Government. January 2019 - SGP is awaiting for approvals. Q3 2018 - Planning activities are underway. February 2018 - SGP lodged the development application for the first stage of the project Q4 2017 - SGP announced plans for the construction of a Macquarie Park Technology Hub. | Project work on Schedule | 1 | Not Funded / Unconfirmed | Private | Stockland Corp Ltd | ADCO Constructions Pty Ltd;Taylor Construction Group Pty Ltd | 3XN Australia Pty Ltd;Aecom Australia Pty Ltd;CHROFI;Site Image | Aecom Australia Pty Ltd;Elton Consulting Group Pty Ltd;Team Catalyst Pty Ltd;Urbis Pty Ltd
538910 | 538910 | 2026-04-01 03:21 | DCI Indo – E2 Surabaya Data Center – East Java | DCI Indo – E2 Surabaya Data Center – East Java | https://construction.globaldata.com/Projects/Overview/538910 | Construction Complete | Parent | 72 | 2024 Q1 | 2025 Q1 | 2025 Q4 | Asia-Pacific | Indonesia | East Java | Surabaya |  |  | Commercial & Leisure | Data Center | Data Center |  |  | New | Onshore | PT DCI Indonesia Tbk has undertaken the construction of a hyperscale data center in Surabaya, East Java, Indonesia. The project involved the construction of a data center with a power consumption capacity of 9MW. It included the construction of data halls with racks, meeting rooms, office space, storage facilities and parking facilities, and the installation of power and cooling systems, safety and security systems. PT Sumaraja Indah has been appointed as the contractor. Construction works commenced in February 2025 and were completed in December 2025. | -7.2492 | 112.7508 | The project involved the construct of a hyperscale data center with the power consumption capacity of 9MW in Surabaya, East Java, Indonesia. The US$72 million project included the following: 1. Construction of data halls with racks 2. Construction of meeting rooms 3. Construction of office space 4. Construction of storage facilities 5. Construction of parking facilities 6. Installation of power and cooling systems 7. Installation of safety and security systems | Hyperscale Data Center |  |  | December 2025 - Construction works were completed. September 2025 - Construction works are underway. February 2025 - Construction work commenced. Q1 2024 - DCI Indonesia announced plans for the construction of a data center in Jakarta. | Construction Completed | 5 | Not Funded / Unconfirmed | Private | PT DCI Indonesia Tbk | PT Sumaraja Indah
562423 | 562423 | 2026-04-01 01:02 | KDC LLC – Project Comal Data Center – Texas | KDC LLC – Project Comal Data Center – Texas | https://construction.globaldata.com/Projects/Overview/562423 | Planning | Parent | 2500 | 2025 Q1 | 2027 Q2 | 2030 Q4 | North America | United States | Texas | Taylor | 1051 County Road 401 | 76009 | Commercial & Leisure | Data Center | Data Center |  | High | New | Onshore | KDC Real Estate Development and Investments is planning to build a data center at 1051 County Road 401 in Taylor, Texas, the US. The project involves the construction of a data center with a consumption capacity of 360MW on 89ha of land. It includes the construction of data halls, meet-me rooms, server rooms, a substation and the installation of generators and uninterruptible power supply (UPS) units, cooling systems and safety and security systems. The facility will use a closed-loop water cooling system that relies on a one-time fill of water, which is recycled to cool its servers. Kimley-Horn has been appointed as the land surveyor. It will create 3,000 construction jobs and 360 permanent jobs once fully operational with 175 direct and 186 indirect jobs. | 30.5455 | -97.4445 | The project involves the construction of a data center with a consumption capacity of 360MW on 89ha of land near Samsung's chip plant in Taylor, Texas, the US. The US$2,500 million project includes the following: 1. Construction of data halls 2. Construction of server rooms 3. Construction of a substation 4. Installation of generators and uninterruptible power supply (UPS) units 5. Installation of the cooling system 6. Installation of safety and security systems |  |  |  | March 2026 - KDC has received annexation and rezoning approvals from the Taylor City Council. January 2026 - A public hearing was held on the project. November 2025 - Taylor City Council held a public hearing on the project. Q1 2025 - KDC Real Estate Development and Investments announced plans to build a data center in Taylor, Texas. | Major Authority Clearance Received | 3 | Not Funded / Unconfirmed | Private | KDC LLC |  |  | Kimley-Horn and Associates Inc
553407 | 553407 | 2026-03-31 18:49 | CRG Real Estate – Festus Data Center – Missouri | CRG Real Estate – Festus Data Center – Missouri | https://construction.globaldata.com/Projects/Overview/553407 | Planning | Parent | 6000 | 2025 Q4 | 2027 Q2 | 2029 Q4 | North America | United States | Missouri | Jefferson City |  |  | Commercial & Leisure | Data Center | Data Center |  | Medium | New | Onshore | CRG Real Estate Solutions, the data center arm of area developer Clayco, is planning to build a hyperscale data center campus in Missouri, the US. The project involves the construction of a data center campus on 145.6ha of land. It will be developed in phases. It includes the construction of a substation, data halls, office space, seven conference rooms, a break area, a kitchen, showers, and parking spaces, and the installation of racks and safety and security systems.. | 35.134 | -96.0741 | The project involves the construction of a data center campus on 145.6ha of land near Highway No. 67 in Festus, Missouri, the US. The US$6,000 million project includes the following: 1. Construction of substations 2. Construction of data halls 3. Construction of conference rooms 4. Construction of break area 5. Construction of the kitchen 6. Construction of meet-me-rooms 7. Installation of safety and security systems | Hyperscale Data Center |  |  | March 2026 - The Festus City Council approved an ordinance creating a framework of requirements for development of a data center. Q4 2025 - The Festus City Council voted in favor of the annexation of land planned for use by the project. November 2025 - CRG Real Estate Solutions announced plans to build a data center in the US. | Major Authority Clearance Received | 3 | Not Funded / Unconfirmed | Private | CRG Real Estate Solutions
413385 | 413385 | 2026-03-31 18:28 | Hyosung – Ho Chi Minh City Data Center – Ho Chi Minh City | Hyosung – Ho Chi Minh City Data Center – Ho Chi Minh City | https://construction.globaldata.com/Projects/Overview/413385 | Planning | Parent | 300 | 2022 Q3 | Awaiting Confirmation |  | Asia-Pacific | Vietnam | Ho Chi Minh City | Ho Chi Minh City |  | 700000 | Commercial & Leisure | Data Center | Data Center |  | Low | New | Onshore | Hyosung is planning to construct a data center in Ho Chi Minh City, Vietnam. The project involves the construction of server rooms, meeting rooms, and administrative space, and the installation of equipment, generators, cooling systems, and safety, and security systems. | 10.8094 | 106.6647 | The project involves the construction of a data center in Ho Chi Minh City, Vietnam. The US$300 million project includes the following: 1. Construction of server rooms 2. Construction of meeting rooms 3. Construction of administrative space 4. Installation of equipment 5. Installation of generators 6. Installation of cooling systems 7. Installation of safety and security systems | Heating, ventilation and air conditioning (HVAC) | A data center is planned to be built in Ho Chi Minh City. |  | March 31, 2026 - We have not been able to obtain further updates on this project. We have retained the same project stage and amended the key dates accordingly. We will update the profile as soon as we obtain any new information. September 2025 - We have not been able to obtain further updates on this project. We have retained the same project stage and amended the key dates accordingly. We will update the profile as soon as we obtain any new information. November 2024 - Planning activities are underway. February 20, 2024 - We have not been able to obtain further updates on this project. We have retained the same project stage and amended the key dates accordingly. We will update the profile as soon as we obtain any new information. July 2023 - Planning activities are underway. Q3 2022 - Hyosung announced plans for the construction of a data center in Vietnam. | Information Unavailable |  | Not Funded / Unconfirmed | Private | Hyosung Corp
474672 | 474672 | 2026-03-31 16:34 | Sailfish Inv – Social Circle Parkway Data Center – Georgia | Sailfish Inv – Social Circle Parkway Data Center – Georgia | https://construction.globaldata.com/Projects/Overview/474672 | Planning | Parent | 1700 | 2024 Q1 | 2027 Q2 | 2028 Q4 | North America | United States | Georgia |  | north of the E Hightower Trail intersection Social Circle Parkway (SR 11) | GA 30025 | Commercial & Leisure | Data Center | Data Center | Parking Facilities | Low | New | Onshore | Sailfish Investors Acquisitions, LLC is planning to construct a data center north of the E Hightower Trail intersection at Social Circle Parkway (SR 11), in Social Circle, Georgia, the US. The project involves the construction of a 166,002m2, four-data-centre-building campus on 139ha of land. It includes the construction of a server room, a substation, an equipment yard, and 276 parking spaces, and the installation of a generator, cooling systems, and safety and security systems. In November 2024, Sailfish Investors submitted the planning application to Walton County commissioners and secured annexation request approvals in December 2024. | 33.6599 | -83.6847 | The project involves the construction of a 166,002m2, four-data-centre-building campus on 139ha of land in Social Circle, Georgia, the US. The US$1,700 million project includes the following: 1. Construction of a server room 2. Construction of a substation 3. Construction of an equipment yard 4. Construction of 276 parking spaces 5. Installation of a generator 6. Installation of cooling systems 7. Installation of safety and security systems | Heating, ventilation and air conditioning (HVAC); Hyperscale Data Center |  |  | March 2026 - Planning activities are underway. January 2025 - Planning activities are underway. December 2024 - The project received annexation request approvals from the Walton County commissioners. November 2024 - Sailfish Investors has submitted the planning application to Walton County commissioners. Q1 2024 - Sailfish Investors announced plans to construct a data center in Social Circle. | No Major Development | 0 | Not Funded / Unconfirmed | Private | Sailfish Investors LLC
562624 | 550979 | 2026-03-31 16:30 | STT GDC – Palava Data Center Campus – Maharashtra | ST Telemedia Global Data Ctrs – Maharashtra Data Centers Development Program – Maharashtra | https://construction.globaldata.com/Projects/Overview/562624 | Execution | Parent | 200 | 2025 Q1 | 2026 Q1 | 2028 Q4 | Asia-Pacific | India | Maharashtra | Mumbai | Palava City, located between Thane and Navi Mumbai |  | Commercial & Leisure | Data Center | Data Center |  |  | New | Onshore | ST Telemedia Global Data Centres (India) (STT GDC India) is undertaking the construct a colocation data center in Palava, Mumbai, Maharashtra, India. The project involves the construction of a data center with an initial IT load capacity of 50MW on 19ha of land and can be eventually scaled up to approximately 400MW. It includes the construction of data halls with racks, meeting rooms, office space, storage facilities and parking facilities, and the installation of power and cooling systems, safety and security systems. The project is part of STT GDC India’s plans to invest around US$540 million to develop data centers in Mumbai and Pune. The facility is engineered for artificial intelligence (AI), cloud, and next-generation digital workloads. | 19.0728 | 72.8826 | The project involves the construction of a data center with an initial IT load capacity of 50MW on 19ha of land in Palava, Mumbai, Maharashtra, India. The US$200 million project includes the following: 1. Construction of data halls with racks 2. Construction of meeting rooms 3. Construction of office space 4. Construction of storage facilities 5. Construction of parking facilities 6. Installation of power and cooling systems 7. Installation of safety and security systems | Colocation Data Center; Heating, ventilation and air conditioning (HVAC) |  |  | March 2026 - Ground-breaking ceremony was held on the project site marking the start of construction. September 2025 - STT GDC India secured land for the project. March 2025 - STT GDC India announced plans to build a data center campus in Palava. | Construction Commenced | 4 | Not Funded / Unconfirmed | Private | STT Global Data Centres India Pvt Ltd
539908 | 539901 | 2026-03-31 16:27 | Innova Renew – Willington Data Center – Derbyshire | Innova Renew – UK Data Centers Development Program – United Kingdom | https://construction.globaldata.com/Projects/Overview/539908 | Planning | Parent | 450 | 2025 Q1 | 2027 Q2 | 2029 Q4 | Europe | United Kingdom | Derbyshire |  | Willington village, South Derbyshire district | DE65 6YA | Commercial & Leisure | Data Center | Data Center |  | Low | New | Onshore | Innova Renewables is planning to undertake the construction of a colocation data center in Willington, Derbyshire, the UK. The project involves the construction of a data center with a consumption capacity of 400MW. It includes data halls, a substation, conference rooms, break rooms, meet-me rooms, server rooms and parking spaces, and the installation of racks and safety and security systems. The facility is committed to operating on renewable energy and will feature an advanced cooling system, ensuring optimal performance and efficiency with maximum reliability. In October 2025, the proposals were submitted as part of the National Energy System Operator’s (NESO) "Gate 2 to Whole Queue process" reform of the UK's grid connections queue. Innova Renewables expects the rulings under the Gate 2 applications (the decisions made by the National Energy System Operator (NESO) regarding whether the project meets the criteria for entry into the connection queue) in the fourth quarter of 2025 and expects to be awarded connection dates between 2029 and 2032, based on the specific substations. | 52.8529 | -1.5644 | The project involves the construction of a data center with a consumption capacity of 400MW in Willington, Derbyshire, the UK. The US$450 million project includes the following: 1. Construction of data halls 2. Construction of conference rooms 3. Construction of break rooms 4. Construction of server rooms 5. Construction of a substation 6. Construction of meet-me rooms 7. Construction of parking spaces 8. Installation of UPS/generators 9. Installation of racks 10. Installation of safety and security systems | Colocation Data Center; Heating, ventilation and air conditioning (HVAC) |  |  | March 2026 - The project is in early stages of planning. October 2025 - Innova Renewables submitted a planning application to the NESO. Q1 2025 - Innova Renewables announced plans to build a data center in Hampshire. | No Major Development | 0 | Not Funded / Unconfirmed | Private | Innova Renewables
473805 | 473805 | 2026-03-31 16:23 | Verne – Mantsala AI Data Center – Southwest Finland | Verne – Mantsala AI Data Center – Southwest Finland | https://construction.globaldata.com/Projects/Overview/473805 | Planning | Parent | 630 | 2024 Q2 | 2027 Q2 | 2028 Q4 | Europe | Finland | Southwest Finland | Laensi-Turunmaa |  |  | Commercial & Leisure | Data Center | Data Center |  | Low | New | Onshore | Verne is planning to construct an AI, colocation data center in Mantsala's Kapuli Industrial Area, located near Helsinki-Vantaa International Airport, Mantsala, Southwest Finland, Finland The project involves the construction of a 70MW data center on 10ha of land. It includes the construction of server rooms, meeting rooms, administrative space, office space, storage facilities, and parking facilities, and the installation of safety and security systems. The project will be implemented in phases. The first phase includes the construction of 21,000m2 of floor space, and the second phase includes 10,000m2. It will be powered by 100% renewable energy, and it will utilise a liquid cooling system. The project will be the fifth facility of Verne in the Nordic region. | 60.2997 | 22.3004 | The project involves the construction of a 70MW data center on 10ha of land in the Kapuli industrial area, Mantsala, Southwest Finland, Finland. The US$630 million (EUR600 million) project includes the following: 1. Construction of server rooms 2. Construction of meeting rooms 3. Construction of administrative space 4. Construction of office space 5. Construction of storage facilities 6. Construction of parking facilities 7. Installation of safety and security systems | Colocation Data Center; Heating, ventilation and air conditioning (HVAC) |  |  | March 2026 - Planning activities are underway. September 2025 - Planning activities are underway. April 2025 - Verne is working closely with local authorities to secure necessary approvals and finalize development plans. December 2024 - Verne acquired a strategic 10-hectare site in Mantsala's Kapuli Industrial Area. Q2 2024 - Verne announced plans to build a data center in Mäntsäla. | No Major Development | 0 | Not Funded / Unconfirmed | Private | Verne Global LLC
539904 | 539901 | 2026-03-31 16:20 | Innova Renew – Daines Data Center – Trafford | Innova Renew – UK Data Centers Development Program – United Kingdom | https://construction.globaldata.com/Projects/Overview/539904 | Planning | Parent | 500 | 2025 Q1 | 2027 Q1 | 2030 Q3 | Europe | United Kingdom | Trafford |  | Daines, Carrington | M31 4BH | Commercial & Leisure | Data Center | Data Center |  | Low | New | Onshore | Innova Renewables is planning to undertake the construction of a colocation data center in Daines, Carrington, Trafford, Greater Manchester, the UK. The project involves the construction of a data center with a consumption capacity of 400MW. It includes the construction of data halls, meet-me rooms, server rooms, a battery energy storage system, a substation, parking facilities, and the installation of generators, cooling systems, and safety and security systems. The facility will be operated on 100% renewable energy. It is a hybrid scheme colocated with Battery Energy Storage Systems (BESS). In October 2025, the proposals were submitted as part of the National Energy System Operator’s (NESO) "Gate 2 to Whole Queue process" reform of the UK's grid connections queue. Innova expects the rulings under the Gate 2 applications (the decisions made by the National Energy System Operator (NESO) regarding whether the project meets the criteria for entry into the connection queue) in the fourth quarter of 2025 and expects to be awarded connection dates between 2029 and 2032, based on the specific substations. | 53.4272 | -2.4114 | The project involves the construction of a data center with a consumption capacity of 400MW in Daines, Carrington, the UK. The US$500 million project includes the following: 1. Construction of data halls 2. Construction of meet-me rooms 3. Construction of server rooms 4. Construction of a substation 5. Construction of parking facilities 6. Construction of a battery energy storage system 7. Installation of generators 8. Installation of the cooling systems 9. Installation of safety and security systems | Colocation Data Center; Energy storage; Heating, ventilation and air conditioning (HVAC) |  |  | March 2026 - The project is in early stages of planning. October 2025 - Innova Renewables submitted the project plans to NESO. Q1 2025 - Innova Renewables announced plans for the construction of a data center in Manchester. | No Major Development | 0 | Not Funded / Unconfirmed | Private | Innova Renewables
467699 | 467699 | 2026-03-31 15:58 | ECL – Houston AI Data Center – Texas | ECL – Houston AI Data Center – Texas | https://construction.globaldata.com/Projects/Overview/467699 | Planning | Parent | 8000 | 2024 Q1 | 2026 Q4 | 2030 Q2 | North America | United States | Texas | Houston |  | 77028 | Commercial & Leisure | Data Center | Data Center |  | Low | New | Onshore | ECL is planning to construct an AI hyperscale data center in Houston, Texas, the US. The project involves the construction of a 1,000MW AI data center on 242.81ha of land. It includes the construction of server rooms, control rooms, an office space, an administrative space, and the installation of equipment and safety and security systems. Power for the facility will be generated entirely on‑site from hydrogen supplied by three converging pipelines, and it uses direct-to-chip cooling technologies for cooling its data centers. The facility uses water created from hydrogen-based power generation to cool the servers. It aims to target a PUE of 1.1. Lambda is set to be the first tenant at the facility. The project will be developed in phases. Phase one includes the construction of a 50MW AI data center. | 29.6896 | -94.7499 | The project involves the construction of a 1,000MW AI data center on 242.81ha of land in Houston, Texas, the US. The US$8,000 million project includes the following: 1. Construction of server rooms 2. Construction of control rooms 3. Construction of an office space 4. Construction of an administrative space 5. Installation of equipment 6. Installation of safety and security systems | Heating, ventilation and air conditioning (HVAC); Hyperscale Data Center |  |  | March 2026 - Planning activities are underway. September 2025 - Planning activities are underway. October 2024 - The planning activities are underway. Q1 2024 - ECL announced plans to build a data center in Houston. | No Major Development | 0 | Not Funded / Unconfirmed | Private | Edge Cloud Link Inc
478951 | 478951 | 2026-03-31 15:56 | Oppidan/ Rockport – Apple Valley Technology Park – Minnesota | Oppidan/ Rockport – Apple Valley Technology Park – Minnesota | https://construction.globaldata.com/Projects/Overview/478951 | Planning | Parent | 1500 | 2024 Q4 | 2027 Q2 | 2030 Q4 | North America | United States | Minnesota | Apple Valley | 15255 Johnny Cake Ridge Rd | 55124 | Commercial & Leisure | Data Center | Data Center |  | Low | New | Onshore | Rockport and Oppidan are planning to undertake the construction of a technology park in Minnesota, the US. The project involves the construction of a seven-building technology park campus of 94,946m2 area on 54.22 ha of land. It includes the construction of five data centers occupying 73,784m2 area with a consumption capacity of 250 to 300MW, two two-story ancillary buildings occupying 6,131m2 area, lift stations, fibre rooms, server rooms and parking spaces, and the installation of safety and security systems. A power purchase agreement has been signed with GRE/Dakota Electric Association and is being committed to operating on 100% renewable energy. It utilises a liquid (Water) cooling system. Kimley-Horn and Associates Inc has been appointed as a civil engineer and landscape architect, Penny Design Group as an architect, American Engineering Testing Inc as a geotechnical engineer, and Egan Field Nowak as a surveyor. | 44.729 | -93.1911 | The project involves the construction of a seven-building technology park campus of 94,946m2 area on 54.22 ha of land at the former Fischer Sand and Aggregate mining site in Apple Valley, Minnesota, the US. The US$1,500 million project includes the following: 1. Construction of five data centers occupying 73,857m2 area with a consumption capacity of 250 to 300MW 2. Construction of two two-story buildings occupying 6,131m2 area 3. Construction of lift stations and fiber rooms 4. Construction of server rooms 5. Construction of parking spaces 6. Installation of safety and security systems | Heating, ventilation and air conditioning (HVAC) |  |  | March 2026 - The City of Apple Valley rejected the project plan. January 2026 - Planning applications are being reviewed and awaiting for approvals. February 2025 - The Planning Commission held a public hearing on the project and land use permit secured. December 2024 - Rockport submitted Alternative Urban Areawide Review. October 2024 - Rockport announced plans to construct a tech park in Apple Valley. | Major Authority Clearance Rejected | -3 | Not Funded / Unconfirmed | Private | Oppidan;Rockport Group |  | Kimley-Horn and Associates Inc;Penney Design Group LLC | American Engineering Testing, Inc.;Egan, Field & Nowak, Inc;Kimley-Horn and Associates Inc
467701 | 467699 | 2026-03-31 15:55 | ECL – Houston AI Data Center: Phase I – Texas | ECL – Houston AI Data Center – Texas | https://construction.globaldata.com/Projects/Overview/467701 | Planning | Sub | 450 | 2024 Q1 | 2026 Q4 | 2027 Q4 | North America | United States | Texas | Houston |  | 77028 | Commercial & Leisure | Data Center | Data Center |  | Low | New | Onshore | ECL is planning to construct an AI hyperscale data center in Houston, Texas, the US. The project involves the construction of a 50MW AI data center. It includes the construction of server rooms, control rooms, an office space, an administrative space, and the installation of equipment and safety and security systems. Power for the facility will be generated entirely on‑site from hydrogen supplied by three converging pipelines, and it uses direct-to-chip cooling technologies for cooling its data centers. The facility uses water created from hydrogen-based power generation to cool the servers. It aims to target a PUE of 1.1. Lambda is set to be the first tenant at the facility. | 29.6896 | -94.7499 | The project involves the construction of a 50MW AI data center in Houston, Texas, the US. The US$450 million project includes the following: 1. Construction of server rooms 2. Construction of control rooms 3. Construction of an office space 4. Construction of an administrative space 5. Installation of equipment 6. Installation of safety and security systems | Heating, ventilation and air conditioning (HVAC); Hyperscale Data Center |  |  | March 2026 - Planning activities are underway. September 2025 - Planning activities are underway. October 2024 - The planning activities are underway. Q1 2024 - ECL announced plans to build a data center in Houston. | No Major Development | 0 | Not Funded / Unconfirmed | Private | Edge Cloud Link Inc
536555 | 536555 | 2026-03-31 15:47 | Blackstone Group/ QTS Realty – Forssa Data Center – Southwest Finland | Blackstone Group/ QTS Realty – Forssa Data Center – Southwest Finland | https://construction.globaldata.com/Projects/Overview/536555 | Planning | Parent | 1860 | 2025 Q1 | 2027 Q4 | 2030 Q1 | Europe | Finland | Southwest Finland |  | Ratasmäki |  | Commercial & Leisure | Data Center | Data Center |  | Medium | New | Onshore | QTS Realty Trust Inc and Blackstone Inc are planning to undertake the construtcion of a hyperscale data center in Ratasmäki, Forssa Municipality, Southwest Finland, Finland. The project involves the construction of a data center with a consumption capacity of 450MW on 100ha of land. It includes data halls, office space, conference rooms, a substation, break rooms, server rooms, and parking spaces, and the installation of UPS/generators, equipment, and safety and security systems. Brunswick Real Estate Capital has been appointed as the associated developer, Roschier Attorneys Ltd and Deloitte LLP as the legal advisors. | 60.8126 | 23.6512 | The project involves the construction of a data center with a consumption capacity of 450MW on 100ha of land in Ratasmäki, Forssa Municipality, Southwest Finland, Finland. The US$1,860 million project includes the following: 1. Construction of data halls 2. Construction of a substation 3. Construction of conference rooms 4. Construction of break rooms 5. Construction of server rooms 6. Construction of parking spaces 7. Installation of UPS/generators 8. Installation of equipment 9. Installation of safety and security systems | Heating, ventilation and air conditioning (HVAC); Hyperscale Data Center |  |  | March 2026 - Planning activities are underway. August 2025 - Zoning works are underway. March 2025 - QTS has entered into a preliminary purchase agreement with the City of Forssa for 100 hectares of land to develop a data center. Q1 2025 - QTS and Blackstone announced plans to build a data center in Finland. | Project work on Schedule | 1 | Not Funded / Unconfirmed | Private | Blackstone Inc;QTS Realty Trust LLC
539906 | 539901 | 2026-03-31 15:42 | Innova Renew – Drakelow Data Center – Derbyshire | Innova Renew – UK Data Centers Development Program – United Kingdom | https://construction.globaldata.com/Projects/Overview/539906 | Planning | Parent | 620 | 2025 Q1 | 2028 Q1 | 2030 Q4 | Europe | United Kingdom | Derbyshire |  | Drakelow village | DE10 3EH | Commercial & Leisure | Data Center | Data Center |  | Low | New | Onshore | Innova Renewables is planning to undertake the construction of a colocation data center in Drakelow, South Derbyshire, the UK. The project involves the construction of a data center with a consumption capacity of 400MW. It includes the construction of data halls, meet-me rooms, server rooms, a substation, a parking facility and the installation of generators and uninterruptible power supply (UPS) units, cooling systems and safety and security systems. The facility is committed to operating on renewable energy and will feature an advanced cooling system, ensuring optimal performance and efficiency with maximum reliability. In October 2025, the proposals were submitted as part of the National Energy System Operator’s (NESO) "Gate 2 to Whole Queue process" reform of the UK's grid connections queue. Innova expects the rulings under the Gate 2 applications (the decisions made by the National Energy System Operator (NESO) regarding whether the project meets the criteria for entry into the connection queue) in the fourth quarter of 2025 and expects to be awarded connection dates between 2029 and 2032, based on the specific substations. | 52.7716 | -1.6413 | The project involves the construction of a data center with a consumption capacity of 400MW in Drakelow, Derbyshire, the UK. The US$620 million project includes the following: 1. Construction of data halls 2. Construction of meet-me rooms 3. Construction of server rooms 4. Construction of a substation 5. Construction of a parking facility 6. Installation of generators and uninterruptible power supply (UPS) units 7. Installation of the cooling system 8. Installation of safety and security systems | Colocation Data Center; Heating, ventilation and air conditioning (HVAC) |  |  | March 2026 - The project is in early stages of planning. October 2025 - Innova Renewables submitted the project plans to NESO. Q1 2025 - Innova Renewables announced plans to build a data center in Drakelow. | No Major Development | 0 | Not Funded / Unconfirmed | Private | Innova Renewables
537645 | 537645 | 2026-03-31 15:39 | Private Dev – South Zealand Data Center – Zealand | Private Dev – South Zealand Data Center – Zealand | https://construction.globaldata.com/Projects/Overview/537645 | Planning | Parent | 1900 | 2025 Q1 | 2026 Q4 | 2028 Q4 | Europe | Denmark | Zealand |  | Lillevangsvej 19 | 4760 | Commercial & Leisure | Data Center | Data Center |  | Low | New | Onshore | A private developer is planning to undertake the construction of a data center in Ørslev, Denmark. The project involves the construction of a 254,000m2 data center with a consumption capacity of 250MW. It includes the construction of data halls, meet-me rooms, server rooms, a substation, a parking facility and the installation of safety and security systems. Soren Jensen Consulting Engineers has been appointed as the consulting engineer. It is equipped with reliable uninterruptible power supply (UPS) units and generators for backup power systems. It also features an advanced cooling system, ensuring optimal performance and efficiency with maximum reliability. The project will create 200 construction jobs and 100 operational jobs. | 55.0414 | 11.9639 | The project involves the construction of a 254,000m2 data center with a consumption capacity of 250MW at Lillevangsvej 19 in Ørslev, Denmark. The US$1,900 million project includes the following: 1. Construction of data halls 2. Construction of meet-me rooms 3. Construction of server rooms 4. Construction of a substation 5. Construction of a parking facility 6. Installation of generators and uninterruptible power supply (UPS) units 7. Installation of the cooling system 8. Installation of safety and security systems | Heating, ventilation and air conditioning (HVAC) |  |  | March 2026 - We have not been able to obtain further updates on this project. We have retained the same project stage and amended the key dates accordingly. We will update the profile as soon as we obtain any new information. September 2025 - The project is awaiting for planning approvals. August 2025 - A planning application was submitted by Søren Jensen Consulting Engineering Firm to the Vordingborg Municipality. Q1 2025 - A private developer announced plans to build a data center at Lillevangsvej 19 in Orslev. | Information Unavailable |  | Not Funded / Unconfirmed | Private | Private Developer |  |  | Søren Jensen Consulting Engineers AS
470237 | 470237 | 2026-03-31 15:39 | GDS Hldgs – Chonburi GDS Data Center Development – Chon Buri | GDS Hldgs – Chonburi GDS Data Center Development – Chon Buri | https://construction.globaldata.com/Projects/Overview/470237 | Planning | Parent | 831 | 2024 Q2 | 2027 Q1 | 2031 Q3 | Asia-Pacific | Thailand | Chon Buri | Chon Buri | Amata City Chonburi Industrial Estate |  | Commercial & Leisure | Data Center | Data Center |  | Low | New | Onshore | Digitalland Services a subsidiary of GDS Holdings Ltd is planning to construct a colocation data center in Chonburi, Thailand. The project involves the construction of a data center. It includes the construction of server rooms, data halls, meeting rooms, administrative facilities, parking facilities, and the installation of safety and security systems. The project aims to meet the growing demand for cloud services in the region. Amata is providing land and infrastructure support, including renewable energy access for the project. In November 2024, Thailand’s Board of Investment (BOI) has approved investment support to develop the project. | 13.4214 | 101.0041 | The project involves the construction of a data center in Chonburi, Thailand. The US$831 million project includes the following: 1. Construction of server rooms 2. Construction of data halls 3. Construction of meeting rooms 4. Construction of administrative facilities 5. Construction of parking facilities 6. Installation of safety and security systems | Colocation Data Center; Heating, ventilation and air conditioning (HVAC) |  |  | March 2026 - We have not been able to obtain further updates on this project. We have retained the same project stage and amended the key dates accordingly. We will update the profile as soon as we obtain any new information. October 13, 2025 - We have not been able to obtain further updates on this project. We have retained the same project stage and amended the key dates accordingly. We will update the profile as soon as we obtain any new information. November 2024 - GDS International has partnered with Amata to acquire land through a comprehensive agreement. Q2 2024 - GDS Hldgs announced plans to build a data center in Chonburi. | Information Unavailable |  | Not Funded / Unconfirmed | Private | GDS Holdings Ltd
538563 | 538563 | 2026-03-31 15:24 | BluSky AI – Delta Data Center Campus – Utah | BluSky AI – Delta Data Center Campus – Utah | https://construction.globaldata.com/Projects/Overview/538563 | Planning | Parent | 870 | 2025 Q1 | 2027 Q2 | 2028 Q4 | North America | United States | Utah |  | Delta Gigasite in Millard County | 84624 | Commercial & Leisure | Data Center | Data Center |  | Low | New | Onshore | BluSky AI Inc plans to construct a modular AI data center campus in Delta, Millard County, Utah, the US. The project involves the construction of 50MW data center on 10ha of land. It includes the construction of data halls with racks, meeting rooms, office space, storage facilities and parking facilities, and the installation of power and cooling systems, safety and security systems. BluSky AI has signed a letter of intent (LOI) to acquire 10ha of land within Creekstone Energy LLC’s Delta Gigasite development in Utah. BluSky AI will have access to 50MW of power from the Gigasite. | 39.3519 | -112.581 | The project involves the construction of 50MW data center on 10ha of land in Utah, the US. The US$870 million project includes the following: 1. Construction of data halls with racks 2. Construction of meeting rooms 3. Construction of office space 4. Construction of storage facilities 5. Construction of parking facilities 6. Installation of power and cooling systems 7. Installation of safety and security systems | Artificial Intelligence; Heating, ventilation and air conditioning (HVAC); Modular data center |  |  | March 2026 - Planning activities are underway. September 2025 - BluSky AI Inc. is still in the process of finalizing the land purchase transaction. July 2025 - BluSky AI Inc. has signed a letter of intent (LOI) agreement with Creekstone Energy LLC to acquire land within their Delta Data Center Development. Q1 2025 - BluSky AI Inc. announced plans to build a data center in Delta, Utah. | No Major Development | 0 | Not Funded / Unconfirmed | Private | BluSky AI Inc
467849 | 467849 | 2026-03-31 14:14 | Nebius Grp – Mantsala Data Center Expansion – Southwest Finland | Nebius Grp – Mantsala Data Center Expansion – Southwest Finland | https://construction.globaldata.com/Projects/Overview/467849 | Construction Complete | Parent | 540 | 2024 Q2 | 2025 Q2 | 2026 Q1 | Europe | Finland | Southwest Finland |  |  | 4600 | Commercial & Leisure | Data Center | Data Center |  |  | Expansion | Onshore | Nebius Group has undertaken the construction of a data center campus in Mantsala, Finland. The project involved the expansion of a 20,000m2 data center with a total consumption capacity of 50MW. It included the construction of server rooms, meeting rooms, administrative space, office space, storage facilities and parking facilities, and the installation of 60,000 GPUs and safety and security systems. The project aims to triple the facility's capacity from 25 MW to 75 MW, enabling the deployment of up to 60,000 GPUs. This expansion is part of Nebius's broader strategy to invest over US$1,000 million in AI infrastructure across Europe. The facility will utilise a liquid-cooling system to maintain optimal temperatures to protect equipment and ensure efficient operation. Initially, Nebius established its first Mantsala data center as a state-of-the-art facility with strong green credentials, utilizing free cooling and heat recovery systems to minimize environmental impact. In October 2024, Nebius announced plans to triple the capacity of the Mäntsälä data center, reflecting the company's commitment to meeting the growing demand for AI infrastructure. The facility employs free cooling techniques and a heat recovery system that repurposes server heat for local residential heating, recovering approximately 20,000 MWh of energy annually. The expansion aims to enhance the efficiency of these systems. Tekova has been appointed as the contractor. In April 2025, Caverion Corp was appointed as an Installation Sub-Contractor for a contract value of US$91 million. The contract includes installing advanced systems such as cooling, heat recovery, ventilation, and fire safety. | 60.6367 | 25.3183 | The project involved the expansion of a 20,000m2 data center with a capacity from 25MW to 75MW in Mantsala, Finland. The US$540 million project included the following: 1. Construction of server rooms 2. Construction of meeting rooms 3. Construction of administrative space 4. Construction of office space 5. Construction of storage facilities 6. Construction of parking facilities 7. Installation of 60,000 GPUs 8. Installation of safety and security systems |  |  |  | Q1 2026 - Construction works were completed. January 2026 - Construction activities are underway. November 2025 - Construction activities are underway. May 2025 - Caverion Corp was appointed as an Installation Sub-Contractor for a contract value of US$91 million. April 2025 - Construction works commenced. Q2 2024 - Nebius Group announced plans to expand the data center in Mantasala. | Construction Completed | 5 | Not Funded / Unconfirmed | Private | Nebius Group NV | Tekova Oy
465809 | 465806 | 2026-03-31 12:16 | CSAPH – Wuxi Yixing Intelligent Computing Center: Phase I – Jiangsu | CSAPH – Wuxi Yixing Intelligent Computing Center – Jiangsu | https://construction.globaldata.com/Projects/Overview/465809 | Execution | Sub | 50 | 2024 Q1 | 2025 Q1 | 2027 Q2 | Asia-Pacific | China | Jiangsu | Wuxi | Yixing Yangxian Ecological Tourism Area |  | Commercial & Leisure | Data Center | Data Center |  |  | New | Onshore | China Security Asia Pacific Holdings Co. Ltd (CSAPH) is constructing an intelligent computing center in Wuxi, Jiangsu, China. The project involves the construction of a 10,000m2 artificial intelligence science and technology innovation center, data rooms, racks, server rooms, an administrative office, and parking facilities and the installation of equipment and safety and security systems. Jiangsu Chenggui Design Institute Co. Ltd has been appointed as the design consultant. Jiangsu Yixing Construction Co. Ltd has been appointed as the EPC contractor. | 31.2549 | 119.7882 | The project involves the construction of an intelligent computing center with a total computing power of 500P in Wuxi, Jiangsu, China. The US$50 million project includes the following: 1. Construction of a 10,000m2 artificial intelligence science and technology innovation center 2. Construction of data rooms 3. Construction of racks 4. Construction of server rooms 5. Construction of an administrative office 6. Construction of parking facilities 7. Installation of equipment and safety and security systems |  |  |  | March 2026 - Construction works are underway. September 2025 - Construction works are underway. September 2024 - Planning activities are underway. March 25, 2024 - CSAPH signed project development agreement with the local government. Q1 2024 - CSAPH announced plans to build an intelligent computing center in Wuxi, Jiangsu. | Project work on Schedule | 1 | Not Funded / Unconfirmed | Private | China Security Asia Pacific Holdings Co Ltd | Jiangsu Yixing Construction Co Ltd | Jiangsu Chenggui Design Institute Co Ltd
465806 | 465806 | 2026-03-31 12:14 | CSAPH – Wuxi Yixing Intelligent Computing Center – Jiangsu | CSAPH – Wuxi Yixing Intelligent Computing Center – Jiangsu | https://construction.globaldata.com/Projects/Overview/465806 | Execution | Parent | 138 | 2024 Q1 | 2025 Q1 | 2027 Q4 | Asia-Pacific | China | Jiangsu | Wuxi | Yixing Yangxian Ecological Tourism Area |  | Commercial & Leisure | Data Center | Data Center |  |  | New | Onshore | China Security Asia Pacific Holdings Co. Ltd (CSAPH) is constructing an intelligent computing center in Wuxi, Jiangsu, China. The project involves the construction of an artificial intelligence science and technology innovation center on a site area of on a site area of 2.76ha with a construction area of 42,000m2. It also includes data rooms, racks, server rooms, an administrative office, and parking facilities and the installation of equipment and safety and security systems. The project will be developed in two phases. The first phase plans to build an artificial intelligence computing center with a computing power of 500P and an artificial intelligence science and technology innovation center with a total area of ​​approximately 10,000m2. Jiangsu Chenggui Design Institute Co. Ltd has been appointed as the design consultant for phase I. Jiangsu Yixing Construction Co. Ltd has been appointed as the EPC contractor for phase I. | 31.2549 | 119.7882 | The project involves the construction of an intelligent computing center on a site area of 2.76ha with a total computing power of 1,000P in Wuxi, Jiangsu, China. The US$138 million project includes the following: 1. Construction of a 42,000m2 artificial intelligence science and technology innovation center 2. Construction of data rooms 3. Construction of racks 4. Construction of server rooms 5. Construction of an administrative office 6. Construction of parking facilities 7. Installation of equipment and safety and security systems | Heating, ventilation and air conditioning (HVAC) |  |  | March 2026 - Construction works are underway. September 2025 - Construction works are underway. October 2024 - The project has successfully acquired the land. September 2024 - Planning activities are underway. March 25, 2024 - CSAPH signed project development agreement with the local government. Q1 2024 - CSAPH announced plans to build an intelligent computing center in Wuxi, Jiangsu. | Project work on Schedule | 1 | Not Funded / Unconfirmed | Private | China Security Asia Pacific Holdings Co Ltd | Jiangsu Yixing Construction Co Ltd | Jiangsu Chenggui Design Institute Co Ltd
409739 | 409739 | 2026-03-31 11:01 | CloudHQ – Paulinia Data Center – Sao Paulo | CloudHQ – Paulinia Data Center – Sao Paulo | https://construction.globaldata.com/Projects/Overview/409739 | Execution | Parent | 3000 | 2023 Q2 | 2023 Q3 | 2026 Q4 | South and Central America | Brazil | Sao Paulo | Paulinia |  |  | Commercial & Leisure | Data Center | Data Center |  |  | New | Onshore | CloudHQ LLC is undertaking the construction of a 288 MW hyperscale data center on a 20ha area in Paulínia, São Paulo, Brazil. The project involves the construction of a data center, office accommodations, six buildings and the installation of security systems and submarine optical cables and 250MW HV substation. The project will be developed in two phases. Afonso Franca Engenharia E Comercio Ltda is responsible for the construction works and LZA Engenharia e Gerenciamento is appointed as HVAC Sub-Contractor. Enerwatt Engenharia e Comercio Ltda is responsible for the construction of sub-stations. The developer has secured 210 MW of total power through 440 kV Basic Grid connection, providing robust infrastructure for the initial three buildings, each designed to deliver 48 MW of IT load. | -22.7611 | -47.1542 | The project involves the construction of a GRU data center campus in Paulínia, São Paulo, Brazil. The US$3,000 million project includes the following: 1. Construction of a data center 2. Construction of an office accommodation 3. Construction of six buildings 4. Installation of submarine optical cables 5. Installation of security systems | Heating, ventilation and air conditioning (HVAC); Hyperscale Data Center | The construction of a data center is planned to be developed in Paulínia, São Paulo. The objective of the project is to develop an international level data center to store essential data from Middle Eastern countries, Europe, and Asia to provide lower costs for internet users across the country, and to reduce international traffic data. |  | March 2026 - Construction activities are underway. August 2025 - Construction activities are underway. September 2024 - Construction activities are underway. Q1 2024 - Construction activities are underway. October 2023 - Construction activities are underway. September 2023 - Construction activity commenced. June 2023 - Planning activities are underway. Q2 2023 - CloudHQ announced plans to construct a data center in Paulinia. | Project work on Schedule | 1 | Not Funded / Unconfirmed | Private | CloudHQ LLC | Afonso Franca Engenharia E Comercio Ltda
512613 | 512613 | 2026-03-31 10:28 | Equinix – Montreal MT1 Data Center Expansion – Quebec | Equinix – Montreal MT1 Data Center Expansion – Quebec | https://construction.globaldata.com/Projects/Overview/512613 | Execution | Parent | 59 | 2023 Q3 | 2024 Q4 | 2026 Q4 | North America | Canada | Quebec | Montreal | 6205 Rue Vanden Abeele, Saint-Laurent | QC H4S 1R9 | Commercial & Leisure | Data Center | Data Center |  |  | New | Onshore | Equinix, Inc. (Equinix) is undertaking the expansion of an International Business Exchange (IBX) data center at 6205 Rue Vanden Abeele in Saint-Laurent, Montreal, Quebec, Canada. The project involves the construction of two colocation data center buildings. It includes the construction of server rooms, meeting rooms, a substation and work kiosks, and the installation of 250 cabinets/racks, safety and security systems. The project is committed to operating on 100% renewable wind energy. It is equipped with an N+1 UPS configuration and backup power systems. It utilises an advanced cooling system and security systems, ensuring optimal performance and efficiency with maximum reliability. MT1 Phase II includes a 250-rack building, and MT1 Phase III includes a 300-rack building. The existing MT1 Phase I is a three-storey building offering 5,850m2 of colocation space. Equinix took over the facility as part of its 2020 acquisition of 13 Bell Canada data centers. Construction works on MT1 Phase II were completed in the fourth quarter of 2025, and MT1 Phase III is scheduled to be completed by the fourth quarter of 2026. | 45.4891 | -73.7454 | The project involves the expansion of a colocation data center in Montreal, Quebec, Canada. The US$59 million project includes the following: 1. Construction of server rooms 2. Construction of meeting rooms 3. Construction of work kiosks 4. Construction of a substation 5. Installation of 550 cabinets/racks 6. Installation of safety and security systems | Colocation Data Center; Heating, ventilation and air conditioning (HVAC) |  |  | March 2026 - Construction activities are underway. July 2025 - Construction works are underway. December 2024 - Construction works are underway. Q3 2023 - Equinix announced plans to construct a data center in Montreal. | Project work on Schedule | 1 | Not Funded / Unconfirmed | Private | Equinix Inc
151844 | 151844 | 2026-03-31 10:22 | Simon Fraser Univ – Surrey Simon Fraser University Expansion – British Columbia | Simon Fraser Univ – Surrey Simon Fraser University Expansion – British Columbia | https://construction.globaldata.com/Projects/Overview/151844 | Execution | Parent | 355 | 2006 Q1 | 2017 Q3 | 2027 Q4 | North America | Canada | British Columbia | Surrey | 250 - 13450 – 102nd Avenue | V3T 0A3 | Institutional | Educational Buildings | Colleges & Universities | Data Center; Dormitories; Parking Facilities |  | Expansion | Onshore | Simon Fraser University (SFU) is undertaking the expansion of the Surrey campus in British Columbia, Canada. The project involves the expansion of the existing university campus, which will be developed in four phases to accommodate 2,363 students. The US$126 million first phase involves the construction of a five-storey, 20,458m2 Energy Systems Engineering campus comprised of teaching labs, equipment rooms, research labs, and academic and staff support spaces. The second phase involves the construction of a Science, Health, and Technology campus comprised of classrooms, research and teaching laboratories, academic and support spaces, and a data center. The third phase involves the construction of an eight-storey residence building that will accommodate 445 upper-year students and a 160-space childcare center. The project also includes the construction of a library, a cafeteria, and a parking space, and the installation of elevators and safety and security systems. The project is being funded by the Ministry of Advanced Education (AVED). Surrey City Development Corporation was appointed as developer for a 78-unit (383 beds) student residence tower with a lecture theater, Revery Architecture, and Chernoff Thompson Architects as the architects, Canem Systems Ltd Fabrication as sub-contractor, AES Engineering as design consultant, CDM2 Lightworks as interior designer, and Bird Construction as the general contractor. The Government of British Columbia has provided a US$90 million fund for the first phase of the project. In the third quarter of 2017, construction activities were commenced on the first phase and completed in April 2019. In December 2020, the SFU building earned the LEED Gold certification. In May 2023, construction works were completed on the student housing tower. | 49.1882 | -122.8494 | The project involves the expansion of the existing university campus to accommodate about 5,000 students from the present 2,500 in British Columbia, Canada. The US$355 million project includes the following: 1. Construction of classrooms 2. Construction of training rooms 3. Construction of conference rooms 4. Construction of meeting rooms 5. Construction of an auditorium 6. Construction of a library 7. Construction of a cafeteria 8. Construction of a 78-unit (383 beds) student residence tower 9. Construction of parking facilities 10. Installation of elevators 11. Installation of safety and security systems | Elevator; LEED; Potential E&E | A major expansion of Simon Fraser University in Surrey is being undertaken in Surrey. The aim of the project is to expand the existing university facility to meet the demand of the growing number of students. It aims to provide better education facilities in the region. In 2006, SFU and the Province signed a Memorandum of Understanding that committed to doubling the capacity of SFU Surrey from 2,500 full-time equivalent seats to 5,000. In November 2011, the renovation of Podium 2 over an area of 4,320m2 was completed, which has increased the student accommodation facility by 137 units. |  | March 2026 - Construction activities are underway on the third phase. Q1 2025 - Construction works commenced on the third phase. June 2024 - Planning activities are underway on the third phase. September 2023 - Planning activities are underway on the third phase. May 2023 - Construction works were completed on the student housing tower. April 25, 2019 - Construction activities were completed on the first phase. October 2018 - Construction activities are underway on the first phase Q1 2018 - Construction activities are underway on the first phase. Q3 2017 - Construction activities on the first phase were commenced Q2 2016 - Project is in the process of seeking approvals for the first phase. Q4 2015 - Planning activities on the project are underway. Q2 2015 - Planning activities are underway. Q4 2014 - Planning activities are underway. Q1 2014 - Planning activities are underway. Q1 2006 - SFU announced plans to develop the Surrey Simon Fraser University Expansion project. | Project work on Schedule | 1 | Not Funded / Unconfirmed | Public | Simon Fraser University | Bird Construction Inc | AES Engineering;CDM2 Lightworks;Chernoff Thompson Architects;Revery Architecture
562039 | 562039 | 2026-03-31 10:16 | Aedan Looking – North Jeolla Province Data Center – Jeollabuk-do | Aedan Looking – North Jeolla Province Data Center – Jeollabuk-do | https://construction.globaldata.com/Projects/Overview/562039 | Planning | Parent | 400 | 2025 Q4 | 2027 Q2 | 2030 Q3 | Asia-Pacific | South Korea | Jeollabuk-do | Wanju | Iseo-myeon |  | Commercial & Leisure | Data Center | Data Center |  | Medium | New | Onshore | Aedan Looking Glass Inc is planning to undertake the construction of a hyperscale data center in Wanju County, North Jeolla, South Korea The project involves the construction of a data center with a consumption capacity of 200MW. It includes the construction of data halls, server rooms, an administrative space, a substation, and the installation of generators, cooling systems, and safety and security systems. The project is expected to reach US$9,000 million in investment upon full build-out. | 35.8205 | 127.0223 | The project involves the construction of a data center with a consumption capacity of 200MW in Wanju County, North Jeolla, South Korea. The US$400 million project includes the following: 1. Construction of data halls 2. Construction of server rooms 3. Construction of an administrative space 4. Construction of a substation 5. Installation of generators 6. Installation of cooling systems 7. Installation of safety and security systems | Hyperscale Data Center |  |  | March 2026 - Planning activities are underway. Q4 2025 - Aedan Looking Glass Inc announced plans for the construction of a data center in Wanju County. | Project work on Schedule | 1 | Not Funded / Unconfirmed | Private | Aedan Looking Glass Inc
553093 | 553093 | 2026-03-31 10:06 | Sabey Data Center – Decatur Technology Park Center – Indiana | Sabey Data Center – Decatur Technology Park Center – Indiana | https://construction.globaldata.com/Projects/Overview/553093 | Design | Parent | 4000 | 2025 Q3 | 2026 Q4 | 2030 Q4 | North America | United States | Indiana | Indianapolis | north of Camby Road and southeast of Kentucky Avenue | 46113 | Commercial & Leisure | Data Center | Data Center |  | High | New | Onshore | Sabey Data Centers is planning to construct a hyperscale data center in Indianapolis, Indiana, the US. The site is located at the intersection of Kentucky Avenue (SR 67) and Camby Road in southwestern Indianapolis. The project involves the construction of two data center buildings in a 98,708m2 area with a combined capacity of 250MW on 52.6ha of land. It includes server rooms, data halls, and a 4ha substation, and the installation of elevators, safety and security systems. Building A includes a one-story data center with a floor area of 53,186m2, and Building B includes a two-story data center with a floor area of 45,522m2. Sabey Data Centers is a joint venture between Sabey Corporation and National Real Estate Advisors. Sabey Data Centers will design, build and operate the data center. AES Indiana will power the project, which features a closed-loop water cooling system and will utilise diesel generators for backup power. Groundbreaking is expected in 2026, with both buildings scheduled to be completed in 2028 and 2030, respectively. | 39.6598 | -86.3104 | The project involves the construction of two data center buildings in a 98,708m2 area with a combined capacity of 250MW on 52.6ha of land in Indianapolis, Indiana, the US. The US$4,000 million project includes the following: 1. Construction of server rooms 2. Construction of data halls 3. Construction of 4ha substation 4. Installation of generators 5. Installation of cooling systems 6. Installation of elevators 7. Installation of safety and security systems | Heating, ventilation and air conditioning (HVAC); Hyperscale Data Center |  |  | March 2026 - Design activities are underway. March 2026 - Sabey Construction Inc secured planning approvals from the City of Indianapolis IN. November 2025 - Planning activities are underway. August 2025 - Sabey Construction Inc announced plans to build a data center in Indianapolis. | Project work on Schedule | 1 | Not Funded / Unconfirmed | Private | Sabey Data Center Properties LLC | Sabey Data Center Properties LLC | Sabey Data Center Properties LLC
350718 | 350718 | 2026-03-30 18:59 | NEXTDC Ltd – Sydney S4 Data Center – New South Wales | NEXTDC Ltd – Sydney S4 Data Center – New South Wales | https://construction.globaldata.com/Projects/Overview/350718 | Execution | Parent | 1500 | 2021 Q1 | 2026 Q1 | 2027 Q4 | Asia-Pacific | Australia | New South Wales | Sydney | 16 Johnston Crescent, Horsley Park | 2175 | Commercial & Leisure | Data Center | Data Center | Parking Facilities |  | New | Onshore | NEXTDC Ltd (NEXTDC) is undertaking the construction of a Tier IV hyperscale data center at 16 Johnston Crescent in Horsley Park, New South Wales, Australia. The project involves the construction of a 124,000m2 data center campus with a combined capacity of 350MW on 12.4ha of land. It includes the construction oftwo four storey building spanning 30,743m2, including 52,916m2 of technical data hall floor space and 10,738m2 of ancillary office and innovation floor space, including meeting and function spaces, and a cafe, an on-site 330kV substation and a 33kV switching station, 200 cars parking space, and the installation of rooftop solar PV, smart LED lights and Electric Vehicle (EV) charging stations. The project will be developed in phases. The first phase will deliver 10MW of capacity. HDR Architecture Inc has been appointed as an architect, Taylor Thomson Whitting as a structural engineer, Aurecon Group Pty Ltd as an electrical engineer, Urbis Pty Ltd as an environmental consultant, and Multiplex as the main contractor. In July 2021, NEXTDC acquired the project site for US$91.8 million from CSR Ltd. In December 2025, the NSW Department of Planning and Environment approved the project. Construction commenced in March 2025 and is expected to be completed by 2027. | -33.8678 | 151.2073 | The project involves the construction of a 124,000m2 data center campus with a combined capacity of 350MW on 12.4ha of land in Horsley Park, New South Wales, Australia. The US$1,500 million project includes the following: 1. Construction of two four-story buildings spanning 30,743m2 2. Construction of 52,916m2 of technical data hall floor space 3. Construction of 10,738m2 of ancillary office and innovation floor space 4. Construction of meeting and function spaces 5. Construction of a cafe 6. Construction of on-site 330kV substation and a 33kV switching station 7. Construction of a parking space for 200 cars 8. Installation of rooftop solar PV 9. Installation of smart LED lights 10. Installation of Electric Vehicle (EV) charging stations | Hyperscale Data Center; Tier 4 Data Center |  |  | March 2026 - A groundbreaking ceremony was held marking the start of construction. January 2026 - Design activities are underway. December 2025 - The NSW Department of Planning and Environment approved the project. November 2025 - NEXTDC is seeking to establish a joint venture platform (“JVCo”) to own, develop and operate the project. March 2025 - Planning activities are underway. May 2024 - Planning activities are underway. July 2023 - Planning activities are underway. October 2022 - Planning activities are underway. April 2022 - Planning activities are underway. July 2021 - The project is in early stages of development. Q1 2021 - NEXTDC announced plans to build the S4 data center in Sydney, Australia. | Construction Commenced | 4 | Not Funded / Unconfirmed | Private | NEXTDC Ltd | Multiplex | HDR Architecture Inc | Aurecon Group Pty Ltd;Taylor Thomson Whitting;Urbis Pty Ltd
381978 | 381978 | 2026-03-30 18:36 | DCI – Jerrabomberra CBRO1 Data Center – Australian Capital Territory | DCI – Jerrabomberra CBRO1 Data Center – Australian Capital Territory | https://construction.globaldata.com/Projects/Overview/381978 | Pre-Design | Parent | 175 | 2022 Q1 | 2027 Q2 | 2029 Q4 | Asia-Pacific | Australia | Australian Capital Territory | Canberra | Jerrabomberra |  | Commercial & Leisure | Data Center | Data Center |  | High | New | Onshore | DCI Data Centers (NineZero DC Management I Pty Ltd) (DCI), a subsidiary of Brookfield Asset Management, is planning to construct a colocation data center in Canberra, Australia. The project involves the construction of a single-story, 5,826m2, 25.4MW data center, which will be developed in stages. It includes the construction of five data halls, server rooms, a control room, two ancillary office spaces, data halls, associated fuel storage, car parking, related infrastructure, and internal plant and service areas, and the installation of equipment, generators, and safety and security systems. It will feature solar panels capable of generating 50kW, air-cooling systems, and will utilize rainwater harvesting to recover water for use on the site. It will be equipped with diesel generators. Pjep Environmental Planning Pty Ltd has been appointed as an environmental consultant, SLR Consulting as a consultant, and Indesco Pty Ltd as a lead consultant for the project. In April 2025, DCI submitted a revised development application to develop the project. | -35.2835 | 149.1281 | The project involves the construction of a single-story, 5,826m2, 25.4MW data center in Canberra, Australia. The US$175 million project includes the following: 1. Construction of five data halls and server rooms 2. Construction of a control room and two ancillary office spaces 3. Construction of data halls 4. Construction of associated fuel storage 5. Construction of car parking facilities 6. Construction of related infrastructure 7. Construction of internal plant and service areas 8. Installation of equipment 9. Installation of generators 10. Installation of safety and security systems | Colocation Data Center; Heating, ventilation and air conditioning (HVAC) | A data center is proposed for construction at Poplars Innovation Precinct in Jerrabomberra, Canberra, Australia. It is known as the DCI Canberra 01 data center. The project aims to meet the growing demand for data centers in the region. NineZero DC Management is also the DCI data centers. Initially, DCI plans for a 20MW data center with eight data halls. Later, the project plans were revised to 25MW with five data halls. |  | March 2026 - Pre-design activities are underway. November 2025 - The project received approvals. April 2025 - DCI submitted a revised development application to develop the project. February 22, 2024 - We have not been able to obtain further updates on this project. We have retained the same project stage and amended the key dates accordingly. We will update the profile as soon as we obtain any new information. June 2023 - Planning activities are underway. October 2022 - Planning activities are underway. Q1 2022 - DCI Australian Data Ctr announced plans to build a data center in Canberra. | No Major Development | 0 | Not Funded / Unconfirmed | Private | NineZero DC Management I Pty Ltd |  |  | Indesco Pty Ltd;Pjep Environmental Planning Pty Ltd;SLR Consulting Australia Pty Ltd
537285 | 537285 | 2026-03-30 18:13 | Kao Data – Harlow Kao Park Data Center : KLON-07 – Essex | Kao Data – Harlow Kao Park Data Center : KLON-07 – Essex | https://construction.globaldata.com/Projects/Overview/537285 | Planning | Parent | 210 | 2024 Q4 | 2027 Q3 | 2030 Q3 | Europe | United Kingdom | Essex | Harlow |  | CM17 9NA | Commercial & Leisure | Data Center | Data Center |  | Low | New | Onshore | Kao Data is planning to construct a colocation data center in Harlow, Essex, the UK. The project involves the construction of a 24,275m2 data center. It includes the construction of server rooms with racks, control rooms, an administrative space, a substation, parking facilities, and the installation of generators, equipment, advanced cooling systems, and safety and security systems. Savills Plc has been appointed as a consultant, and Marchini Curran Associates as an architect. | 51.766 | 0.069817 | The project involves the construction of a 24,275m2 data center in Harlow, Essex, the UK. The US$210 million project includes the following: 1. Construction of server rooms with racks 2. Construction of control rooms 3. Construction of an administrative space 4. Construction of a substation 5. Construction of parking facilities 6. Installation of generators 7. Installation of equipment 8. Installation of advanced cooling systems 9. Installation of safety and security systems | Colocation Data Center; Heating, ventilation and air conditioning (HVAC) |  |  | March 2026 - The project is awaiting for approvals. September 2025 - Kao Data submitted the LDO compliance application to the Harlow District Council. March 2025 - Planning activities are underway. Q4 2024 - Kao Data announced plans to build KLON7 data center in Harlaw. | No Major Development | 0 | Not Funded / Unconfirmed | Private | Kao Data Ltd |  | Marchini Curran Associates | Savills Plc
537286 | 537286 | 2026-03-30 18:09 | Kao Data – Harlow Kao Park Data Center : KLON-08 – Essex | Kao Data – Harlow Kao Park Data Center : KLON-08 – Essex | https://construction.globaldata.com/Projects/Overview/537286 | Planning | Parent | 100 | 2024 Q4 | 2027 Q3 | 2029 Q3 | Europe | United Kingdom | Essex | Harlow |  | CM17 9NA | Commercial & Leisure | Data Center | Data Center |  | Low | New | Onshore | Kao Data is planning to construct a colocation data center in Harlow, Essex, the UK. The project involves the construction of an 11,655m2 data center. It includes the construction of server rooms with racks, control rooms, an administrative space, a substation, parking facilities, and the installation of generators, equipment, advanced cooling systems, and safety and security systems. Savills Plc has been appointed as a consultant, and Marchini Curran Associates as an architect. | 51.766 | 0.069817 | The project involves the construction of an 11,655m2 data center in Harlow, Essex, the UK. The US$100 million project includes the following: 1. Construction of server rooms with racks 2. Construction of control rooms 3. Construction of an administrative space 4. Construction of a substation 5. Construction of parking facilities 6. Installation of generators 7. Installation of equipment 8. Installation of advanced cooling systems 9. Installation of safety and security systems | Colocation Data Center; Heating, ventilation and air conditioning (HVAC) |  |  | March 2026 - The project is awaiting for approvals. September 2025 - Kao Data submitted the LDO compliance application to the Harlow District Council. March 2025 - Planning activities are underway. Q4 2024 - Kao Data announced plans to build KLON8 data center in Harlaw. | No Major Development | 0 | Not Funded / Unconfirmed | Private | Kao Data Ltd |  | Marchini Curran Associates | Savills Plc
232055 | 232055 | 2026-03-30 17:55 | Google – Grange Castle Data Center III – Leinster | Google – Grange Castle Data Center III – Leinster | https://construction.globaldata.com/Projects/Overview/232055 | Planning | Parent | 178 | 2018 Q2 | Awaiting Confirmation |  | Europe | Ireland | Leinster | Dublin | Grange Castle Business Park | D22 | Commercial & Leisure | Data Center | Data Center |  | Low | Expansion | Onshore | Google LLC (GOOG), a subsidiary of Alphabet Inc., is planning to undertake the construction of a third hyperscale data center at old Nangor Road in Grange Castle business park, Dublin, Ireland. The project involves the expansion of a 72,400 data centre on 20.23ha of land. It includes the construction of an administrative space, a server room, office space, meeting rooms, a cafeteria, parking facilities, and the installation of safety and security systems. In June 2024, GOOG submitted a planning application to the South Dublin County Council which was later rejected in August 2024. However, GOOG appealed against the South Dublin county council's decision to reject the project plans to the An Bord Pleanala. The case is yet to be decided. | 53.3286 | -6.4395 | The project involves the expansion of a 72,400 data center on 20.23ha of land in Grange Castle Business Park, Dublin, Ireland. The US$178 million project includes the following: 1. Construction of meeting rooms 2. Construction of an administrative space 3. Construction of a cafeteria 4. Construction of a server room 5. Construction of office space 6. Construction of parking facilities 7. Installation of safety and security systems | Heating, ventilation and air conditioning (HVAC); Hyperscale Data Center | A major expansion to a data center is proposed at old Nangor Road in Grange Castle business park, Dublin. Once completed, it will bring GOOG's total capital investment in Ireland to US$1,193 million since 2003. |  | March 30, 2026 - We have not been able to obtain further updates on this project. We have retained the same project stage and amended the key dates accordingly. We will update the profile as soon as we obtain any new information. October 23, 2025 - We have not been able to obtain further updates on this project. We have retained the same project stage and amended the key dates accordingly. We will update the profile as soon as we obtain any new information. December 2024 - Appeal is being reviewed by An Bord Pleanála. September 2024 - GOOG appealed against the South Dublin county council's decision to reject the project plans to the An Bord Pleanala. August 2024 - Planning application was rejected by the South Dublin County Council. June 2024 - GOOG submitted planning application to the South Dublin County Council. April 08, 2022 - We have not been able to obtain further updates on this project. We have retained the same project stage and amended the key dates accordingly. We will update the profile as soon as we obtain any new information. July 06, 2021 - We have not been able to obtain further updates on this project. We have retained the same project stage and amended the key dates accordingly. We will update the profile as soon as we obtain any new information. April 2021 - The project received the outline planning approvals from the council. September 22, 2020 - We have not been able to obtain further updates on this project. We have retained the same project stage and amended the key dates accordingly. We will update the profile as soon as we obtain any new information. August 06, 2020 - We have not been able to obtain further updates on this project. We have retained the same project stage and amended the key dates accordingly. We will update the profile as soon as we obtain any new information. February 04, 2020 - We have not been able to obtain further updates on this project. We have retained the same project stage and amended the key dates accordingly. We will update the profile as soon as we obtain any new information. December 2018 - Planning activities are underway. May 08, 2018 - The sod cutting ceremony held. Q2 2018 - GOOG is seeking for planning approvals. Q2 2018 - GOOG announced the plans to build a data center in Dublin. | Information Unavailable |  | Not Funded / Unconfirmed | Private | Google LLC
551051 | 551051 | 2026-03-30 17:38 | LiquidCool Sol – Aroostook County Data Center – Maine | LiquidCool Sol – Aroostook County Data Center – Maine | https://construction.globaldata.com/Projects/Overview/551051 | Planning | Parent | 30 | 2025 Q1 | 2027 Q2 | 2028 Q4 | North America | United States | Maine |  | Loring Air Force Base in Limestone, Aroostook County | ME 04750 | Commercial & Leisure | Data Center | Data Center |  | Medium | New | Onshore | LiquidCool Solutions is planning to construct a colocation data center at Loring Air Force Base in Limestone, Aroostook County, Maine, the US. The project involves the construction of a 10,684m2 data center with a consumption capacity of 6MW. It includes the construction of data halls, meet-me rooms, server rooms, an administrative space, and parking facilities, and the installation of generators, cooling systems, and safety and security systems. LiquidCool Solutions signed a lease agreement with Green 4 Maine LLC. The facility will be operated on Canadian hydropower, and it will use a closed-loop cooling system to cool servers with liquid rather than fans. | 46.9487 | -67.9204 | The project involves the construction of a 10,684m2 data center with a consumption capacity of 6MW in Aroostook County, Maine, the US. The US$30 million project includes the following: 1. Construction of data halls 2. Construction of meet-me rooms 3. Construction of server rooms 4. Construction of an administrative space 5. Construction of parking facilities 6. Installation of generators 7. Installation of cooling systems 8. Installation of safety and security systems | Colocation Data Center; Heating, ventilation and air conditioning (HVAC) |  |  | March 2026 - Planning activities are underway. October 2025 - Planning activities are underway. Q1 2025 - LiquidCool Solutions announced plans for the construction of a data center in Maine. | No Major Development | 0 | Not Funded / Unconfirmed | Private | LiquidCool Solutions, Inc.
550948 | 550948 | 2026-03-30 17:29 | Atlas Agro – Richland Data Center – Washington | Atlas Agro – Richland Data Center – Washington | https://construction.globaldata.com/Projects/Overview/550948 | Planning | Parent | 500 | 2021 Q3 | 2027 Q4 | 2030 Q4 | North America | United States | Washington | Richland | 2100 Horn Rapids Road | WA 99354 | Commercial & Leisure | Data Center | Data Center |  | Low | New | Onshore | Atlas Agro is planning to undertake the construction of a colocation of a data center at 2100 Horn Rapids Road in Richland, Washington, the US. The project involves the construction of a five-building, 46,451m2 each data center on 111.2ha of land. It includes the construction of data halls, meet-me rooms, server rooms, a substation, a parking facility and the installation of generators and uninterruptible power supply (UPS) units, cooling systems and safety and security systems. Construction is scheduled to commence by the fourth quarter of 2027. | 46.3533 | -119.295 | The project involves the construction of a five-building, 46,450m2 data center campus on 111.2ha of land at 2100 Horn Rapids Road in Richland, Washington, the US. The US$500 million project includes the following: 1. Construction of data halls 2. Construction of meet-me rooms 3. Construction of server rooms 4. Construction of a substation 5. Construction of a parking facility 6. Installation of generators and uninterruptible power supply (UPS) units 7. Installation of the cooling system 8. Installation of safety and security systems | Colocation Data Center; Heating, ventilation and air conditioning (HVAC) |  |  | March 2026 - Planning activities are underway. October 2025 - Planning activities are underway. September 2025 - Atlas Agro has submitted a letter of intent to purchase 111.2ha of the property located at 2100 Horn Rapids Road. Q1 2025 - Atlas Agro is planning to build a data center in Richland. | No Major Development | 0 | Not Funded / Unconfirmed | Private | Atlas Agro AG
475385 | 475385 | 2026-03-30 17:25 | Doma Group – West Sydney AI Ready Data Center – New South Wales | Doma Group – West Sydney AI Ready Data Center – New South Wales | https://construction.globaldata.com/Projects/Overview/475385 | Planning | Parent | 70 | 2024 Q4 | 2027 Q2 | 2029 Q1 | Asia-Pacific | Australia | New South Wales | Sydney | West Sydney. |  | Commercial & Leisure | Data Center | Data Center |  | Low | New | Onshore | Doma Group is planning to construct a data center in West Sydney, New South Wales, Australia. The project involves the construction of a data center with a consumption capacity of 50MW. It includes the construction of server rooms, a control room, data halls, an administrative space, and the installation of equipment, generators, cooling systems, and safety and security systems. | -33.7963 | 150.7261 | The project involves the construction of a data center with a consumption capacity of 50MW in West Sydney, New South Wales, Australia. The US$70 million project includes the following: 1. Construction of server rooms 2. Construction of a control room 3. Construction of data halls 4. Construction of an administrative space 5. Installation of equipment 6. Installation of cooling systems 7. Installation of safety and security systems |  |  |  | March 2026 - Planning activities are underway. January 2025 - Planning activities are underway. Q4 2024 - Doma Group announced plans to build a data center in New South Wales. | No Major Development | 0 | Not Funded / Unconfirmed | Private | Doma Group
539913 | 539901 | 2026-03-30 17:08 | Innova Renew – Norwich Data Center – Norfolk | Innova Renew – UK Data Centers Development Program – United Kingdom | https://construction.globaldata.com/Projects/Overview/539913 | Planning | Parent | 620 | 2025 Q1 | 2028 Q1 | 2030 Q4 | Europe | United Kingdom | Norfolk | Norwich |  |  | Commercial & Leisure | Data Center | Data Center |  | Medium | New | Onshore | Innova Renewables is planning to undertake the construction of a colocation data center in Norwich, Norfolk, the UK. The project involves the construction of a data center with a consumption capacity of 400MW. It includes the construction of data halls, meet-me rooms, server rooms, a substation, a parking facility and the installation of generators and uninterruptible power supply (UPS) units, cooling systems and safety and security systems. The facility is committed to operating on renewable energy and will feature an advanced cooling system, ensuring optimal performance and efficiency with maximum reliability. In October 2025, the proposals were submitted as part of the National Energy System Operator’s (NESO) "Gate 2 to Whole Queue process" reform of the UK's grid connections queue. Innova expects the rulings under the Gate 2 applications (the decisions made by the NESO regarding whether a project meets the criteria for entry into the connection queue) in the fourth quarter of 2025 and expects to be awarded connection dates between 2029 and 2032, based on the specific substations. | 52.6278 | 1.2983 | The project involves the construction of a data center with a consumption capacity of 400MW in Norwich, Norfolk, the UK. The US$620 million project includes the following: 1. Construction of data halls 2. Construction of meet-me rooms 3. Construction of server rooms 4. Construction of a substation 5. Construction of a parking facility 6. Installation of generators and uninterruptible power supply (UPS) units 7. Installation of the cooling system 8. Installation of safety and security systems | Colocation Data Center |  |  | March 2026 - The project is in early stages of planning. October 2025 - Innova Renewables submitted the project plans to NESO. Q1 2025 - Innova Renewables announced plans to build a data center in Norwich. | Project work on Schedule | 1 | Not Funded / Unconfirmed | Private | Innova Renewables
539950 | 539901 | 2026-03-30 17:08 | Innova Renew – Swansea North Data Center – City and County of Swansea | Innova Renew – UK Data Centers Development Program – United Kingdom | https://construction.globaldata.com/Projects/Overview/539950 | Planning | Parent | 500 | 2025 Q1 | 2027 Q1 | 2030 Q4 | Europe | United Kingdom | City and County of Swansea | Swansea | At Swansea North Substation in Felindre?village | SA57LU | Commercial & Leisure | Data Center | Data Center |  | Medium | New | Onshore | Innova Renewables is planning to undertake the construction of a colocation data center in Swansea North, the UK. The project involves the construction of a data center with a consumption capacity of 400MW. It includes the construction of data halls, a substation, conference rooms, break rooms, meet-me rooms, server rooms and parking spaces, and the installation of racks and safety and security systems. The facility is committed to operating on renewable energy and will feature an advanced cooling system, ensuring optimal performance and efficiency with maximum reliability. In October 2025, the proposals were submitted as part of the National Energy System Operator’s (NESO) "Gate 2 to Whole Queue process" reform of the UK's grid connections queue. Innova Renewables expects the rulings under the Gate 2 applications (the decisions made by the National Energy System Operator (NESO) regarding whether the project meets the criteria for entry into the connection queue) in the fourth quarter of 2025 and expects to be awarded connection dates between 2029 and 2032, based on the specific substations. | 51.6208 | -3.9432 | The project involves the construction of a data center with a consumption capacity of 400MW in Swansea North, the UK. The US$500 million project includes the following: 1. Construction of data halls 2. Construction of conference rooms 3. Construction of break rooms 4. Construction of server rooms 5. Construction of a substation 6. Construction of meet-me rooms 7. Construction of parking spaces 8. Installation of UPS/generators 9. Installation of racks 10. Installation of safety and security systems | Colocation Data Center |  |  | March 2026 - The project is in early stages of planning. October 2025 - Innova Renewables submitted the project plans to the the National Energy System Operator (NESO). Q1 2025 - Innova Renewables announced plans for the construction of a data center in Swanesa North. | Project work on Schedule | 1 | Not Funded / Unconfirmed | Private | Innova Renewables
491607 | 491607 | 2026-03-30 17:08 | Pure DC/ SEGRO – Premier Park Data Center – Greater London | Pure DC/ SEGRO – Premier Park Data Center – Greater London | https://construction.globaldata.com/Projects/Overview/491607 | Pre-Design | Parent | 1293 | 2024 Q4 | 2026 Q4 | 2030 Q4 | Europe | United Kingdom | Greater London | London | Unit F, Premier Park Road | NW10 7NZ | Commercial & Leisure | Data Center | Data Center |  | Medium | New | Onshore | Pure Data Centre Group Ltd and SEGRO Plc are planning to construct a hyperscale data center on Premier Park Road in the Park Royal area of West London, the UK. The project involves the construction of a 24,000m2, three-story data center on 4ha of land with a consumption capacity of 56MW. It includes the construction of substations, the installation of panels, and a closed-loop water cooling system and safety and security systems. Pure DC has secured 70 MVA of power supply to support a 56 MW IT load. It will feature a closed-loop water system to minimise the impact on the local water supply, and backup generators used in the event of an electricity outage will utilise 100% hydrogenated vegetable oil (HVO). The total capital investment is US$1,293 million, with SEGRO contributing US$197 million in cash equity. The remaining funds will be secured through debt and external investment. In March 2026, the project has received final planning approvals. Construction is expected to be completed in 2029. | 51.5369 | -0.27559 | The project involves the construction of a 24,000m2, three-story data center on 4ha of land with a consumption capacity of 56MW on Premier Park Road in the Park Royal area of West London, the UK. The US$1,293 million (GBP1,000 million) project includes the following: 1. Construction of office spaces 2. Construction of substation 3. Construction of green roofs 4. Construction of parking spaces 5. Construction of central and service wings 6. Installation of safety and security systems 7. Installation of a closed-loop water cooling system 8. Installation of safety and security systems | Heating, ventilation and air conditioning (HVAC); Hyperscale Data Center |  |  | March 2026 - Pure DC and SEGRO have received final planning approvals for the project. November 2025 - Planning activities are underway. July 2025 - Public consultations are being held. March 2025 - Planning activities are underway. November 2024 - Pure Data Centre Group Ltd and SEGRO Plc announced plans to construct a data center on Premier Park Road. | Major Authority Clearance Received | 3 | Not Funded / Unconfirmed | Private | Pure Data Centre Group Ltd;SEGRO Plc |  |  | Logika Group
480300 | 480300 | 2026-03-30 16:59 | Iron Mountain – AMS-1 Data Center Expansion – North Holland | Iron Mountain – AMS-1 Data Center Expansion – North Holland | https://construction.globaldata.com/Projects/Overview/480300 | Execution | Parent | 100 | 2024 Q1 | 2025 Q2 | 2027 Q2 | Europe | Netherlands | North Holland | Haarlem | J.W. Lucasweg 35 | 2031 | Commercial & Leisure | Data Center | Data Center |  |  | Expansion | Onshore | Iron Mountain is undertaking the expansion of its existing Tier III hyperscale data center at Lucasweg 35, in Haarlem, North Holland, Netherlands. The project involves the construction of an 11,000m2 data center with 10MW IT capacity. It includes the construction of data halls, server rooms, meet-me rooms, a substation and a parking facility, and the installation of safety and security systems. The 9.3ha site currently has 13.1MW capacity operational, and at full build-out will consist of 40,000m2, 30MW critical IT load. It currently holds ISO 50001, ISO 27001, and BREEAM certifications. The project is committed to operating on 100% renewable energy powered by wind, solar and biomass energy sources. It features an uninterruptible power supply (UPS) and diesel generators for power backup. It also features an advanced cooling system, ensuring optimal performance and efficiency with maximum reliability. It is also prepared for connection to a local district heating network. Koninklijke Heijmans NV has been appointed as the construction contractor. Construction works commenced in May 2025 and are expected to be completed in the second quarter of 2027. | 52.3919 | 4.6652 | The project involves the construction of an 11,000m2 data center with 10MW IT capacity in Haarlem, North Holland, Netherlands. The US$100 million project includes the following: 1. Construction of data halls 2. Construction of meet-me rooms 3. Construction of a server rooms 4. Construction of a substation 5. Construction of a parking facility 6. Installation of generators and uninterruptible power supply (UPS) units 7. Installation of cooling system 8. Installation of safety and security systems | BREEAM; Hyperscale Data Center; Tier 3 Data Center |  |  | March 2026 - Construction works are underway. October 2025 - Construction works are underway. May 2025 - Construction works commenced. January 2024 - Iron Mountain announced plans to construct a data center in Haarlem. | Project work on Schedule | 1 | Not Funded / Unconfirmed | Private | Iron Mountain Inc | Koninklijke Heijmans NV
525358 | 525358 | 2026-03-30 16:10 | Apatura – Larbert AI Data Center Campus – Falkirk | Apatura – Larbert AI Data Center Campus – Falkirk | https://construction.globaldata.com/Projects/Overview/525358 | Planning | Parent | 2814 | 2025 Q1 | 2027 Q2 | 2028 Q4 | Europe | United Kingdom | Falkirk |  | Glenbervie Business Centre, Bellsdyke Road | FK5 4RB | Commercial & Leisure | Data Center | Data Center |  | Medium | New | Onshore | Apatura is planning to construct a hyperscale AI data center campus at Glenbervie Business Centre, in Larbert, Scotland, the UK. The project involves the construction of a two-storey data center campus with 300MW utility capacity on 43.1ha of land. It includes the construction of two buildings, data halls with racks, meeting rooms, office space, storage facilities and parking facilities, and the installation of elevator, safety and security systems. The facility will draw power from the utility grid and will be connected to the nearby Denny Substation. It will be utilise a closed-loop cooling system. The project is targeting Building Research Establishment Environmental Assessment Method (BREEAM) accreditation. AAH Planning Consultants Ltd has been appointed as a consultant, WSP Group Ltd as a technical consultant. In September 2025, the project location is changed from Plean to Larbert. | 56.0307 | -3.8397 | The project involves the construction of a two-storey data center campus with 300MW utility capacity on 43.1ha of land at Glenbervie Business Centre, in Larbert, Scotland, the UK. The US$2,814 million project includes the following: 1. Construction of two buildings 2. Construction of data halls with racks 3. Construction of meeting rooms 4. Construction of office space 5. Construction of storage facilities 6. Construction of parking facilities 7. Installation of elevator 8. Installation of safety and security systems | BREEAM; Elevator; Heating, ventilation and air conditioning (HVAC); Hyperscale Data Center |  |  | March 2026 - Apatura submitted the Environmental Impact Assessment (EIA) screening request and simultaneously is in the process to submit a planning application to Falkirk Council. November 2025 - A second public consultation was held. October 2025 - The first public consultation was held. August 2025 - A proposal of application notice (PoAN) has been submitted to both Stirling Council and Falkirk Council. June 2025 - A formal agreement signed with the electricity network operator NESO. Q1 2025 - Apatura announced plans to construct a AI data center campus in Stirling. | Project work on Schedule | 1 | Not Funded / Unconfirmed | Private | Apatura Ltd |  |  | AAH Planning Consultants Ltd;WSP Group Ltd
492832 | 492832 | 2026-03-30 16:08 | AirTrunk – SGP2 Hyperscale Data Center – North East | AirTrunk – SGP2 Hyperscale Data Center – North East | https://construction.globaldata.com/Projects/Overview/492832 | Planning | Parent | 2100 | 2024 Q3 | 2027 Q2 | 2031 Q1 | Asia-Pacific | Singapore | North East |  | Loyang in the town of Pasir Ris |  | Commercial & Leisure | Data Center | Data Center |  | Low | New | Onshore | AirTrunk is planning to construct a hyperscale data center in Loyang, Singapore. The project involves the construction of a data center with a consumption capacity of 70MW. It includes the construction of server rooms, meeting rooms, administrative space, parking facilities, and the installation of equipment and safety and security systems. Airtrunk has secured US$1,750 million green loan for project development led by a consortium including Crédit Agricole CIB, DBS Bank, and ING Bank, alongside 23 other local and international financial institutions. The green data centre has been designed to achieve a BCA GreenMark Platinum rating and an industry-leading design Power Usage Effectiveness (PUE) of 1.20, which is amongst the lowest data centre PUEs in Singapore. Leighton Contractors (Asia) Limited has been appointed as a main contractor, Taylor Thomson Whitting as a civil engineer, Strader Consult Pte. Ltd. as a design consultant, and Eversendai Corp Bhd as a steel structure supply contractor. | 1.3709 | 103.9732 | The project involves the construction of a data center with a consumption capacity of 70MW in Loyang, Singapore. The US$2,100 million project includes the following: 1. Construction of data halls 2. Construction of server rooms 3. Construction of meeting rooms 4. Construction of an administrative space 5. Construction of parking facilities 6. Installation of equipment 7. Installation of safety and security systems | Green data center; Heating, ventilation and air conditioning (HVAC); Hyperscale Data Center |  |  | March 2026 - Planning activities are underway. October 2025 - Planning activities are underway. August 18, 2025 - AirTrunk has secured a green loan for the project development. April 2025 - AirTrunk is seeking a green loan for the project development. Q3 2024 - AirTrunk announced plans for the construction of a data center in Singapore. | No Major Development | 0 | Partially Funded | Private | AirTrunk Operating Pty Ltd | LEIGHTON CONTRACTORS (ASIA) LIMITED | Strader Consult Pte Ltd | Taylor Thomson Whitting
538694 | 538694 | 2026-03-30 16:04 | HDCI DHC – HDCI Chennai Data Center – Tamil Nadu | HDCI DHC – HDCI Chennai Data Center – Tamil Nadu | https://construction.globaldata.com/Projects/Overview/538694 | Planning | Parent | 151 | 2024 Q4 | 2027 Q1 | 2030 Q3 | Asia-Pacific | India | Tamil Nadu | Chennai | Ambattur |  | Commercial & Leisure | Data Center | Data Center | Parking Facilities | Low | New | Onshore | HDCI Data Center Holdings Chennai LLP is planning to construct a data center in Chennai, Tamil Nadu, India. The project involves the construction of a 123,765m2 10-storey data center on 4ha of land with a power consumption capacity of 166MW. It includes the construction of data halls with racks, meeting rooms, office space, storage facilities and 84 parking spaces, and the installation of elevator, diesel generator, safety and security systems. The facility will utilize air cooled chillers for cooling system and the electricity is provided by Tamil Nadu Generation and Distribution Corporation Limited (TANGEDCO). Edifice Engineering has been appointed as a consultant, Hubert Enviro Care Systems Pvt Ltd as an environmental consultant, and AECOM India Pvt Ltd as the architect, MEP consultant, structural engineer, civil engineer, and lead consultant. | 13.092 | 80.1592 | The project involves the construction of a 123,765m2 10-storey data center with a power consumption capacity of 166MW on 4ha of land in Chennai, Tamil Nadu, India. The US$151 million project includes the following: 1. Construction of data halls with racks 2. Construction of meeting rooms 3. Construction of office space 4. Construction of storage facilities 5. Construction of 84 parking spaces 6. Installation of elevator 7. Installation of diesel generator 8. Installation of safety and security systems | Elevator; Heating, ventilation and air conditioning (HVAC) |  |  | March 2026 - Planning activities are underway. September 2025 - Planning activities are underway. September 04, 2025 - The Ministry of Environment, Forest and Climate Change of India has granted the Environmental Clearance (EC). July 05, 2025 - HDCI has submitted the comprehensive set of documents, including a detailed project description and an Environmental Impact Assessment (EIA) to the Ministry of Environment, Forest and Climate Change of India. Q4 2024 - HDCI announced plans to build a data center in Chennai. | No Major Development | 0 | Not Funded / Unconfirmed | Private | HDCI Data Center Holdings Chennai Llp |  | AECOM India Pvt Ltd | AECOM India Pvt Ltd;Edifice Engineering;Hubert Enviro Care Systems Pvt Ltd
510508 | 510508 | 2026-03-30 15:56 | Flexential Corp – Portland-Hillsboro 5 Data Center – Oregon | Flexential Corp – Portland-Hillsboro 5 Data Center – Oregon | https://construction.globaldata.com/Projects/Overview/510508 | Execution | Parent | 220 | 2023 Q1 | 2024 Q3 | 2026 Q4 | North America | United States | Oregon | Hillsboro | 4975 NE Starr Boulevard | 97124 | Commercial & Leisure | Data Center | Data Center |  |  | New | Onshore | Flexential is undertaking the construction of a colocation data center in Hillsboro, Oregon, the US. The project involves the construction of a 33,259m2 two-storey data center with a consumption capacity of 36MW. It includes the construction of data halls with racks, meeting rooms, office space, storage facilities and parking facilities, and the installation of power elevator, safety and security systems. The facility will utilize a chilled water loop cooling system with N+2 redundancy and targets to achieve the power usage effectiveness (PUE) of 1.4. The data center will support the business demand for AI/ML application workloads. Construction works are scheduled to be completed by the fourth quarter of 2026. | 45.557 | -122.9392 | The project involves the construction of a 33,259m2 two-storey data center with a consumption capacity of 36MW in Hillsboro, Oregon, the US. The US$220 million project includes the following: 1. Construction of data halls with racks 2. Construction of meeting rooms 3. Construction of office space 4. Construction of storage facilities 5. Construction of parking facilities 6. Installation of elevator 7. Installation of safety and security systems | Colocation Data Center; Elevator; Heating, ventilation and air conditioning (HVAC) |  |  | March 2026 - Construction activities are underway. September 2025 - Construction activities are underway. July 2024 - Construction activities are underway. July 2023 - Planning activities are underway. Q1 2023 - Flexential announced plans to build a data center in Hillsboro. | Project work on Schedule | 1 | Not Funded / Unconfirmed | Private | Flexential Corp
562258 | 562258 | 2026-03-30 15:55 | Princeton Digital – HY1 Data Center – Telangana | Princeton Digital – HY1 Data Center – Telangana | https://construction.globaldata.com/Projects/Overview/562258 | Planning | Parent | 350 | 2025 Q4 | 2027 Q3 | 2029 Q4 | Asia-Pacific | India | Telangana | Hyderabad |  |  | Commercial & Leisure | Data Center | Data Center |  | Medium | New | Onshore | Princeton Digital Group is planning to construct a colocation data center in Hyderabad, Telangana, India. The project involves the construction of a 16,158m2 three data center buildings with a consumption capacity of 90MW on 6.39ha of land. It includes the construction of data halls, server rooms, an administrative space, and the installation of generators, cooling systems, and safety and security systems. It will target a design PUE of <1.5. The project is part of PDG’s plans to expand its footprint in India to up to 1GW, with an investment value of US$2,500 million | 17.384 | 78.4564 | The project involves the construction of a 16,158m2 three data center buildings with a consumption capacity of 90MW on 6.39ha of land in Hyderabad, Telangana, India. The US$350 million project includes the following: 1. Construction of data halls 2. Construction of server rooms 3. Construction of an administrative space 4. Installation of generators 5. Installation of cooling systems 6. Installation of safety and security systems | Colocation Data Center |  |  | March 2026 - Planning activities are underway. Q4 2025 - Princeton Digital Group announced plans for the construction of a data center in Hyderabad. | Project work on Schedule | 1 | Not Funded / Unconfirmed | Private | Princeton Digital Group
540048 | 540048 | 2026-03-30 15:26 | FF Ven – Aljustrel Data Center Development – Beja | FF Ven – Aljustrel Data Center Development – Beja | https://construction.globaldata.com/Projects/Overview/540048 | Planning | Parent | 235 | 2025 Q3 | 2027 Q4 | 2030 Q3 | Europe | Portugal | Beja |  |  |  | Commercial & Leisure | Data Center | Data Center |  | Medium | New | Onshore | FF Ventures is planning to construct the data center in Aljustrel, Beja, Portugal. The project involves the construction of a data center, office accommodations, a web-commerce unit, parking facilities, and the installation of cabinets, security systems, elevators and optical cables. | 37.8728 | -8.2078 | The project involves the construction of a data center in Aljustrel, Beja, Portugal. The US$235 million project includes the following: 1. Construction of office accommodations 2. Construction of parking facilities 3. Construction of a web-commerce unit 4. Installation of elevators 5. Installation of cabinets 6. Installation of optical cables 7. Installation of security systems | Heating, ventilation and air conditioning (HVAC) |  |  | March 2026 - We have not been able to obtain further updates on this project. We have retained the same project stage and amended the key dates accordingly. We will update the profile as soon as we obtain any new information. Q3 2025 - FF Ventures announced its plans to construct a data centre in Portugal. | Information Unavailable |  | Not Funded / Unconfirmed | Private | FF Ventures
562502 | 562240 | 2026-03-30 14:24 | Brunswick Real Estate/ Prime DCS – Esbjerg ESB01 Data Center Campus: Phase I – South Denmark | Brunswick Real Estate/ Prime DCS – Esbjerg ESB01 Data Center Campus – South Denmark | https://construction.globaldata.com/Projects/Overview/562502 | Study | Sub | 2300 | 2026 Q1 | 2027 Q4 | 2029 Q4 | Europe | Denmark | South Denmark | Esbjerg |  | 6705 | Commercial & Leisure | Data Center | Data Center |  | Medium | New | Onshore | Prime Data Centers and Prime Data Centers are planning to build a hyperscale data center in Esbjerg, Denmark. The project involves the construction of a data center with a consumption capacity of 160MW. It includes the construction of data halls, meet-me rooms, server rooms, a substation and the installation of generators and uninterruptible power supply (UPS) units, cooling systems and safety and security systems. The facility will be powered by renewable energy. Construction is scheduled to commence in 2027 and is expected to be completed in the fourth quarter of 2029. | 55.4703 | 8.4519 | The project involves the construction of a data center with a consumption capacity of 160MW in Esbjerg, Denmark. The US$2,300 million project includes the following: 1. Construction of data halls 2. Construction of server rooms 3. Construction of a substation 4. Installation of generators and uninterruptible power supply (UPS) units 5. Installation of the cooling system 6. Installation of safety and security systems | Hyperscale Data Center |  |  | March 2026 - The project is under Environmental Impact Assessment (EIA) review. Q1 2026 - Prime Data Centers announced plans to build a data center in Esbjerg, Denmark. | Project work on Schedule | 1 | Not Funded / Unconfirmed | Private | Brunswick Real Estate Capital;Prime Data Centers LLC
562240 | 562240 | 2026-03-30 14:23 | Brunswick Real Estate/ Prime DCS – Esbjerg ESB01 Data Center Campus – South Denmark | Brunswick Real Estate/ Prime DCS – Esbjerg ESB01 Data Center Campus – South Denmark | https://construction.globaldata.com/Projects/Overview/562240 | Study | Parent | 6910 | 2026 Q1 | 2027 Q1 | 2032 Q4 | Europe | Denmark | South Denmark | Esbjerg |  | 6705 | Commercial & Leisure | Data Center | Data Center |  | Medium | New | Onshore | Prime Data Centers and Prime Data Centers are planning to build a hyperscale data center in Esbjerg, Denmark. The project involves the construction of a 640,000m2 data center with a consumption capacity of 550MW. It includes the construction of data halls, meet-me rooms, server rooms, a substation and the installation of generators and uninterruptible power supply (UPS) units, cooling systems and safety and security systems. The project is developed in phases. Phase I involves the construction of a US$2,300 million data center with a consumption capacity of 160MW. The facility will be powered by renewable energy. Construction of phase I is scheduled to commence in 2027 and is expected to be completed in the fourth quarter of 2029. | 55.4703 | 8.4519 | The project involves the construction of a 640,000m2 data center with a consumption capacity of 550MW in Esbjerg, Denmark. The US$6,910 million project includes the following: 1. Construction of data halls 2. Construction of server rooms 3. Construction of a substation 4. Installation of generators and uninterruptible power supply (UPS) units 5. Installation of the cooling system 6. Installation of safety and security systems | Hyperscale Data Center |  |  | March 2026 - The project is under Environmental Impact Assessment (EIA) review. Q1 2026 - Prime Data Centers announced plans to build a data center in Esbjerg, Denmark. | Project work on Schedule | 1 | Not Funded / Unconfirmed | Private | Brunswick Real Estate Capital;Prime Data Centers LLC
562236 | 562236 | 2026-03-30 14:21 | Digital Realty – Abbiategrasso Data Center – Lombardy | Digital Realty – Abbiategrasso Data Center – Lombardy | https://construction.globaldata.com/Projects/Overview/562236 | Planning | Parent | 450 | 2026 Q1 | 2027 Q1 | 2030 Q4 | Europe | Italy | Lombardy | Milan | Abbiategrasso |  | Commercial & Leisure | Data Center | Data Center |  | Medium | New | Onshore | Digital Realty is planning to build a colocation data center in Abbiategrasso, Milan, Italy. The project involves the construction of a data center with a consumption capacity of 84MW. It includes the construction of data halls, meet-me rooms, server rooms, a substation and the installation of generators and uninterruptible power supply (UPS) units, cooling systems and safety and security systems. The project is developed in phases. The first phase involves the construction of an 8MW data center, which is scheduled to be completed in 2028. | 45.4643 | 9.1895 | The project involves the construction of a data center with a consumption capacity of 84MW in Abbiategrasso, Milan, Italy. The US$450 million project includes the following: 1. Construction of data halls 2. Construction of server rooms 3. Construction of a substation 4. Installation of generators and uninterruptible power supply (UPS) units 5. Installation of the cooling system 6. Installation of safety and security systems | Colocation Data Center |  |  | March 2026 - Planning activities are underway. Q1 2026 - Digital Realty announced plans to build a data center in Milan. | Project work on Schedule | 1 | Not Funded / Unconfirmed | Private | Digital Realty Trust Inc
561969 | 561969 | 2026-03-30 13:36 | Choose Columbus/ Habitat Real Estate – Project Ruby Data Center – Georgia | Choose Columbus/ Habitat Real Estate – Project Ruby Data Center – Georgia | https://construction.globaldata.com/Projects/Overview/561969 | Planning | Parent | 5000 | 2025 Q4 | 2027 Q4 | 2030 Q4 | North America | United States | Georgia | Columbus | Muscogee County |  | Commercial & Leisure | Data Center | Data Center |  | Medium | New | Onshore | Choose Columbus GA, in partnership with Habitat Real Estate Partners, is planning to build a hyperscale data center named "Project Ruby" in Muscogee County, Columbus, Georgia, the US. The project involves the construction of a data center campus on 364ha of land. It includes the construction of data halls, server rooms, meet-me rooms, conference rooms, an administrative space and parking spaces, and the installation of racks, cooling systems, generators and safety and security systems. The facility has been committed to operating on renewable energy from Flint Energy's 600MW power plant and will utilize a closed-loop water cooling system. Energy is expected to be delivered in three tranches, 200MW starting in 2029, reaching 600MW by 2034. The construction works are scheduled to commence in 2027 and are to be completed in 2030. | 32.4906 | -85.2038 | The project involves the construction of a data center campus on 364ha of land in Muscogee County, Columbus, Georgia, the US. The US$5,000 million project includes the following: 1. Construction of data halls 2. Construction of server rooms 3. Construction of meet-me rooms 4. Construction of conference rooms 5. Construction of an administrative space 6. Construction of parking spaces 7. Installation of racks 8. Installation of cooling systems 9. Installation of generators 10. Installation of safety and security systems | Hyperscale Data Center |  |  | March 2026 - The project is in the early stages of planning. Q4 2025 - Choose Columbus announced plans to build a data center in Columbus. | Project work on Schedule | 1 | Not Funded / Unconfirmed | Private | Choose Columbus GA;Habitat Real Estate Partners
536720 | 536720 | 2026-03-30 13:30 | L&T – LNT BLR 1 Data Center – Karnataka | L&T – LNT BLR 1 Data Center – Karnataka | https://construction.globaldata.com/Projects/Overview/536720 | Planning | Parent | 85 | 2024 Q4 | 2026 Q4 | 2027 Q4 | Asia-Pacific | India | Karnataka | Bengaluru |  |  | Commercial & Leisure | Data Center | Data Center |  | Low | New | Onshore | Larsen & Toubro (L&T) is planning to build a colocation data center in Whitefield, Bengaluru, Karnataka, India. The project involves the construction of a data center with a consumption capacity of 40MW. It includes data halls, office space, conference rooms, a substation, break rooms and parking spaces, and the installation of racks and safety and security systems. The facility will utilize an advanced cooling system. It will have UPS and generators for power backup. The construction works are scheduled to be completed in 2027. The facility is a part of the L&T Data Centers Development Program. | 12.9897 | 77.4081 | The project involves the construction of a data center with a consumption capacity of 40MW in Bengaluru, Karnataka, India. The US$85 million project includes the following: 1. Construction of data halls 2. Construction of a substation 3. Construction of system rooms 4. Construction of break rooms 5. Construction of server rooms 6. Construction of parking spaces 7. Installation of UPS/generators 8. Installation of racks 9. Installation of safety and security systems | Colocation Data Center |  |  | March 2026 - The project is in the early stages of planning. August 2025 - Planning activities are underway. March 2025 - Planning activities are underway. October 2024 - L&T announced plans to build a data center in India. | No Major Development | 0 | Not Funded / Unconfirmed | Private | Larsen & Toubro Ltd
536767 | 536767 | 2026-03-30 13:29 | Oasis Digital – King George County Data Center – Virginia | Oasis Digital – King George County Data Center – Virginia | https://construction.globaldata.com/Projects/Overview/536767 | Pre-Design | Parent | 4000 | 2025 Q1 | 2027 Q2 | 2030 Q4 | North America | United States | Virginia | Fredericksburg | north side of James Madison Parkwa, King George County | 22485 | Commercial & Leisure | Data Center | Data Center |  | Medium | New | Onshore | Oasis Digital Properties is planning to build a data center in King George County, Virginia, the US. The project involves the construction of a 631,740m2, ten data center buildings with a consumption capacity of 1,200MW on 196ha of land. It involves the construction of data halls, server rooms, an administrative space, and the installation of equipment, generators, cooling systems, and safety and security systems. | 38.288 | -77.1198 | The project involves the construction of a 631,740m2, ten data center buildings with a consumption capacity of 1,200MW on 196ha of land in Virginia, the US. The US$4,000 million project includes the following: 1. Construction of data halls 2. Construction of server rooms 3. Construction of an administrative space 4. Installation of equipment 5. Installation of generators 6. Installation of cooling systems 7. Installation of safety and security systems | Heating, ventilation and air conditioning (HVAC) |  |  | March 2026 - Pre-design activities are underway. October 2025 - Pre-design activities are underway. August 2025 - The project received approvals from King George County Board of Supervisors. Q1 2025 - Oasis Digital Properties announced plans for the construction of a data center in Virginia. | No Major Development | 0 | Not Funded / Unconfirmed | Private | Oasis Digital Properties Inc
536069 | 536069 | 2026-03-30 13:28 | Vanuatu Gov – Vanuatu Data Center Development Program – Shefa | Vanuatu Gov – Vanuatu Data Center Development Program – Shefa | https://construction.globaldata.com/Projects/Overview/536069 | Planning | Program | 79 | 2025 Q1 | 2027 Q2 | 2029 Q3 | Asia-Pacific | Vanuatu | Shefa | Port-Vila |  |  | Commercial & Leisure | Data Center | Data Center |  | Low | New | Onshore | The Government of Vanuatu is planning to undertake the construction of two data centers in the Pacific Island of Vanuatu. The program involves the construction of two data centers in the capital of Port Vila and on the island of Santo. It includes the construction of data halls, server rooms, an administrative space, and the installation of equipment, safety, and security systems. In August 2025, the Government of Australia is providing US$79 million to Vanuatu’s government for the data centers as part of a security pact between the two dubbed the “Nakamal Agreement.” | -17.7412 | 168.3175 | The program involves the construction of two data centers in the capital of Port Vila and on the island of Santo, Vanuatu. The US$79 million program includes the following: 1. Construction of data halls 2. Construction of server rooms 3. Construction of an administrative space 4. Installation of equipment 5. Installation of safety and security systems | [6 empty] | Not Funded / Unconfirmed | Private | Government of Vanuatu
369389 | 369389 | 2026-03-30 13:27 | Flexential Corp – Raleigh Data Center – North Carolina | Flexential Corp – Raleigh Data Center – North Carolina | https://construction.globaldata.com/Projects/Overview/369389 | Planning | Parent | 89 | 2022 Q1 | Awaiting Confirmation |  | North America | United States | North Carolina | Raleigh |  | 27560 | Commercial & Leisure | Data Center | Data Center |  | Low | New | Onshore | Flexential is planning to construct a data center in Raleigh, North Carolina, the US. The project involves the construction of an 11,150m2 data center with an 18MW of capacity. It also includes the construction of server rooms, control rooms, office space, and administrative space, and the installation of equipment and safety and security systems. | 35.7721 | -78.6386 | The project involves the construction of an 11,150m2 data center with an 18MW of capacity in Raleigh, North Carolina, the US. The US$89 million project includes the following: 1. Construction of server rooms 2. Construction of control rooms 3. Construction of office space 4. Construction of administrative space 5. Installation of equipment 6. Installation of safety and security systems | Hyperscale Data Center | A data center is planned for construction in Raleigh. The project aims to provide better data center facilities in the region. |  | March 30, 2026 - We have not been able to obtain further updates on this project. We have retained the same project stage and amended the key dates accordingly. We will update the profile as soon as we obtain any new information. August 26, 2025 - We have not been able to obtain further updates on this project. We have retained the same project stage and amended the key dates accordingly. We will update the profile as soon as we obtain any new information. December 26, 2024 - We have not been able to obtain further updates on this project. We have retained the same project stage and amended the key dates accordingly. We will update the profile as soon as we obtain any new information. April 10, 2023 - We have not been able to obtain further updates on this project. We have retained the same project stage and amended the key dates accordingly. We will update the profile as soon as we obtain any new information. April 2022 - Planning activities are underway. Q1 2022 - Flexential is planning a new data center in Raleigh. | Information Unavailable |  | Not Funded / Unconfirmed | Private | Flexential Corp
446128 | 446128 | 2026-03-30 13:21 | Harrison Street RE/ PowerHouse – PowerHouse Irving Data Center – Texas | Harrison Street RE/ PowerHouse – PowerHouse Irving Data Center – Texas | https://construction.globaldata.com/Projects/Overview/446128 | Execution | Parent | 400 | 2024 Q1 | 2025 Q4 | 2028 Q4 | North America | United States | Texas | Irving | 111 Customer Way | 75039 | Commercial & Leisure | Data Center | Data Center |  |  | New | Onshore | PowerHouse Data Centers and Harrison Street Real Estate Capital are undertaking the construction of a hyperscale data center at 111 Customer Way in the Irving-Las Colinas area of Dallas-Fort Worth. The project involves the construction of an 83,612m2, 201MW data center campus. It includes the construction of three, two-storey 67MW powered shell data centers, server rooms, meeting rooms, an administrative space, and the installation of a power supply from an existing adjacent substation. The site has immediate access to permanent power from the existing adjacent substation and is serviced by the energy company Oncor. The facility will be powered by the utility grid. Brasfield & Gorrie, LLC has been appointed as the contractor. | 32.8881 | -96.9412 | The project involves the construction of an 83,612m2, 201MW data center campus on 20.2ha of land in the Irving-Las Colinas area of Dallas-Fort Worth, Texas, the US. The US$400 million project includes the following: 1. Construction of three, two-storey 67MW powered shell data centers 2. Construction of server rooms 3. Construction of meeting rooms 4. Construction of an administrative space 5. Installation of a power supply from an existing adjacent substation | Heating, ventilation and air conditioning (HVAC); Hyperscale Data Center |  |  | March 2026 - A topping-out ceremony was held on the first building. November 2025 - Construction works are underway. May 2025 - Planning activities are underway. May 2024 - Harrison Street and PowerHouse have completed a 20ha land purchase in the Irving-Las Colinas area of Dallas. Q1 2024 - Harrison Street and PowerHouse announced plans to build a data center in Irving. | Project work on Schedule | 1 | Not Funded / Unconfirmed | Private | Harrison Street Real Estate Capital LLC;PowerHouse Data Centers | Brasfield & Gorrie LLC
476048 | 476048 | 2026-03-30 12:36 | SPFCYJICT – Xinzhou Zero Carbon Intelligent Computing Industrial Park Data Center: Phase I – Shanxi | SPFCYJICT – Xinzhou Zero Carbon Intelligent Computing Industrial Park Data Center: Phase I – Shanxi | https://construction.globaldata.com/Projects/Overview/476048 | Execution | Parent | 409 | 2024 Q1 | 2025 Q2 | 2028 Q2 | Asia-Pacific | China | Shanxi | Xinzhou | No. 169, Equipment Manufacturing Park, Fanshi Economic and Technological Development Zone, Shahe Town, Fanshi County |  | Commercial & Leisure | Data Center | Data Center |  |  | New | Onshore | Shanxi Province Fanshi County Yunxiang Jinghang Intelligent Computing Technology Co. Ltd (SPFYJICTCL) is constructing a zero-carbon intelligent computing industrial park data center: phase I in Fanshi County, Xinzhou City, Shanxi, China. The project involves the construction of a zero-carbon intelligent computing industrial park: phase I on a site area of 8ha. It also includes the construction of data rooms, server rooms, four computer room buildings, two diesel generator buildings, an operation and maintenance building, a 110KV substation, other facilities, and parking facilities, and the installation of equipment and safety and security systems. Construction is expected to be completed by April 2028. | 38.4092 | 112.7333 | The project involves the construction of a zero-carbon intelligent computing industrial park: phase I on a site area of 8ha in Fanshi County, Xinzhou City, Shanxi, China. The US$409 million project includes the following: 1. Construction of data rooms 2. Construction of server rooms 3. Construction of four computer room buildings 4. Construction of two diesel generator buildings 5. Construction of an operation and maintenance building 6. Construction of a 110KV substation 7. Construction of other facilities 8. Construction of parking facilities 9. Installation of equipment and safety and security systems | Green data center; Heating, ventilation and air conditioning (HVAC); Sustainable Building |  |  | March 2026 - Construction works are underway. June 2025 - Construction works are underway. January 2025 - Planning activities are underway. January 2024 - Private announced plans to build a zero carbon intelligent computing center in Fanshi County, Xinzhou City, Shanxi, China. | Project work on Schedule | 1 | Not Funded / Unconfirmed | Private | Shanxi Province Fanshi County Yunxiang Jinghang Intelligent Computing Technology Co Ltd
561980 | 561980 | 2026-03-30 10:43 | Saudi Telecom – DDC306 Data Center in Dammam – Eastern Province | Saudi Telecom – DDC306 Data Center in Dammam – Eastern Province | https://construction.globaldata.com/Projects/Overview/561980 | Execution | Parent | 95 | 2023 Q2 | 2026 Q1 | 2028 Q3 | Middle East and Africa | Saudi Arabia | Eastern Province | Dammam |  |  | Commercial & Leisure | Data Center | Data Center |  |  | New | Onshore | Saudi Telecom Company is planning to undertake the construction of a Tier 3 data center on an area of 27,000 m2 in Dammam, Saudi Arabia. The project involves constructing a data centre. It also includes the construction of administrative space, data halls, power systems, data hosting and cloud-ready capacity. The facility is expected to include purpose-built white space for IT racks, secure equipment rooms, and supporting back-of-house areas. It will also include high-availability power and cooling systems, fire detection and suppression, physical security, and network connectivity to support enterprise and government workloads, safety, and security systems, and associated facilities. The construction works have commenced on the project, MM Al-Rumaih Co for Trading JSC is the main contractor, Kent Corporate Holdings is the PMC and Sudlows is the consultant. | 26.4344 | 50.1033 | Saudi Telecom Company is planning to undertake the construction of a Tier 3 data centre on an area of 27,000 m2 in Dammam, Saudi Arabia. The project forms part of STC’s digital infrastructure programme to expand secure data hosting and cloud-ready capacity in the Eastern Province. The facility is expected to include purpose-built white space for IT racks, secure equipment rooms, and supporting back-of-house areas. It will also include high-availability power and cooling systems, fire detection and suppression, physical security, and network connectivity to support enterprise and government workloads. The US$95 million project included the following: 1. Construction of an 11.85 MW data centre 2. Construction of an administrative space 3. Construction of 4 high-density data halls 4. Construction of associated facilities 5. Installation of HVAC 6. Installation of power systems 7. Installation of cooling systems 8. Construction of white space for IT racks 9. Construction of equipment rooms 10. Construction of parking facilities 11. Installation of safety and security system |  | A data center is planned to be developed in Dammam. |  | March 30, 2026 - The construction works have commenced on the project, MM Al-Rumaih Co for Trading JSC is the main contractor, Kent Corporate Holdings is the PMC and Sudlows is the consultant. | Construction Commenced | 4 | Not Funded / Unconfirmed | Public | Saudi Telecom Co | MM Al-Rumaih Co for Trading JSC |  | Kent Corporate Holdings Ltd;Sudlows DMCC
470556 | 470556 | 2026-03-30 10:36 | Center3 – Data Center in Jeddah – Makkah | Center3 – Data Center in Jeddah – Makkah | https://construction.globaldata.com/Projects/Overview/470556 | Design | Parent | 60 | 2023 Q1 | 2027 Q2 | 2029 Q2 | Middle East and Africa | Saudi Arabia | Makkah | Jeddah |  |  | Commercial & Leisure | Data Center | Data Center |  | Medium | New | Onshore | Digital Centres for Data and Communications (Center3) is planning to undertake the construction of a data centre in Jeddah, Saudi Arabia. The project is designed to support hyperscalers, government, research, and enterprise clients. It is part of Saudi Arabia’s Vision 2030 strategy to establish the Kingdom as a regional hub for AI, cloud, and digital infrastructure. The project involves the construction of a data center. It also includes the construction of administrative space, power systems, safety, and security systems, and associated facilities. Edarat Communication and Information Technology Company has been appointed as the consultant with a contract value of US$7.4 million (SAR 28 million. The project is expected to be operational in 2026. | 21.5424 | 39.198 | Digital Centres for Data and Communications (Center3) is planning to undertake the construction of a data centre in Jeddah, Saudi Arabia. The project is designed to support hyperscalers, government, research, and enterprise clients. It is part of Saudi Arabia’s Vision 2030 strategy to establish the Kingdom as a regional hub for AI, cloud, and digital infrastructure. The US$60 million project included the following: 1. Construction of a data centre 2. Construction of an administrative space 3. Construction of parking facilities 4. Construction of associated facilities 5. Installation of HVAC 6. Installation of power systems 7. Installation of safety and security system |  | The construction of a data center is planned in Jeddah. |  | March 2026 - We have not been able to obtain further updates on this project. We have retained the same project stage and amended the key dates accordingly. We will update the profile as soon as we obtain any new information. June 2025 - We have not been able to obtain further updates on this project. We have retained the same project stage and amended the key dates accordingly. We will update the profile as soon as we obtain any new information. November 13, 2024 - Edarat Communication and Information Technology Company has been appointed to provide design, consultancy and site supervision services with a contract value of US$7.4 million (SAR28 million). The project is expected to be operational in 2026. | Information Unavailable |  | Not Funded / Unconfirmed | Private | Center3 |  |  | Edarat Communication and Information Technology Co
333358 | 333358 | 2026-03-30 08:46 | CyrusOne – Sequoia Data Center – California | CyrusOne – Sequoia Data Center – California | https://construction.globaldata.com/Projects/Overview/333358 | Execution | Parent | 100 | 2016 Q4 | 2024 Q1 | 2027 Q1 | North America | United States | California | Santa Clara | 2600 De La Cruz Boulevard | 95050 | Commercial & Leisure | Data Center | Data Center | Office Buildings |  | New | Onshore | CyrusOne Inc. (CyrusOne) is undertaking the construction of a colocation data center in California, the US. The project involves the construction of a four-story, 65,352m2 colocation data center with a consumption capacity of 67.5MW on a 6ha area. It includes the construction of 6,280m2 office space, 11 data halls with 34,912m2 Mech gallery space and 26,839m2 area without Mech gallery space, administrative space and parking facilities, and the installation of elevators, safety, and security systems. The campus includes a dedicated backup energy-generating facility, which was planned to house up to 54 diesel-fired generators. The facility utilises N+1 UPS systems to ensure an uninterrupted power supply to all IT equipment and water-free cooling for cooling. Data Center Infrastructure has been appointed as the project manager and contractor, Kier & Wright Civil Engineers & Surveyors Inc. as the civil engineer, Corgon as the architect, Patterson & Dewar Engineers, Inc. as the electrical engineer, Kw Mission Critical Engineering DPC as the MEP consultant, JETT Landscape Architecture + Design as the landscape architect, Bennett & Pless Inc. as the structural engineer and TLD Design Consulting LLC as the technical consultant. In August 2021, the project received approval from the Santa Clara City Council. | 37.3681 | -121.9425 | The project involves the construction of a four-story, 65,352m2 data center with a consumption capacity of 67.5MW on a 6ha area in California, the US. The US$100 million project includes the following: 1. Construction of 6,280m2 office space 2. Construction of 11 data halls 3. Construction of administrative space 4. Construction of parking facilities 5. Installation of elevators 6. Installation of safety and security systems | Colocation Data Center; Heating, ventilation and air conditioning (HVAC) |  | cyrusone.com/locations/california/santa-clara/ | March 2026 - Construction works are underway. July 2025 - Construction activities are underway. August 2024 - Construction activities are underway. August 2023 - Construction works commenced. October 2022 - Pre-construction activities are underway. February 2022 - Design activities are underway. August 2021 - The City of Santa Clara approved the design. February 2021 - Planning activities are underway. October 2020 - Planning activities are underway. Q4 2016 - CyrusOne announced plans to build a data center in Santa Clara, California, the US. | Project work on Schedule | 1 | Not Funded / Unconfirmed | Private | CyrusOne Inc | Data Center Infrastructures | Corgan Associates Inc;JETT Landscape Architecture + Design | Bennett & Pless Inc;Data Center Infrastructures;Kier & Wright Civil Engineers & Surveyors Inc;Kw Mission Critical Engineering DPC (Inactive);Patterson & Dewar Engineers, Inc.;TLD Design Consulting LLC
561926 | 561926 | 2026-03-30 05:44 | PowerHouse – PowerHouse Arcola Data Center – Virginia | PowerHouse – PowerHouse Arcola Data Center – Virginia | https://construction.globaldata.com/Projects/Overview/561926 | Execution | Parent | 250 | 2023 Q1 | 2024 Q2 | 2027 Q3 | North America | United States | Virginia |  | Loudoun County |  | Commercial & Leisure | Data Center | Data Center |  |  | New | Onshore | PowerHouse Data Centers, a division of American Real Estate Partners (AREP), is undertaking the construction of a hyperscale data center campus near the intersection of Route 50 and the Loudoun County Parkway in Loudoun County, Virginia, the US. The project involves the construction of 57,135m2, two two-story data center buildings with a consumption capacity of 120MW on 14.97ha of land. It includes the construction of data halls, server rooms, an administrative space, substations, and the installation of generators, cooling systems and safety and security systems. The project features an on-site substation, Tier III+/IV-ready design, and high-density support for GPU and liquid-cooled environments. It is being developed to achieve LEED BD+C certification, with sustainability features that include outdoor water-use reduction, construction waste management, tree buffer conservation and reforestation, and electric vehicle charging stations. Construction is scheduled to be completed by 2027. | 39.0985 | -77.6705 | The project involves the construction of 57,135m2, two two-story data center buildings with a consumption capacity of 120MW on 14.97ha of land in Loudoun County, Virginia, the US. The US$250 million project includes the following: 1. Construction of data halls 2. Construction of server rooms 3. Construction of an administrative space 4. Construction of substations 5. Installation of generators 6. Installation of cooling systems 7. Installation of safety and security systems | EV Charging Stations; Hyperscale Data Center; LEED; Tier 4 Data Center |  |  | March 2026 - Construction activities are underway. April 2024 - Construction commenced. Q1 2023 - PowerHouse Data Centers announced plans for the construction of a data center in Virginia. | Project work on Schedule | 1 | Not Funded / Unconfirmed | Private | PowerHouse Data Centers
467013 | 467013 | 2026-03-30 04:40 | AWS – AWS Data Centres – Saudi Arabia | AWS – AWS Data Centres – Saudi Arabia | https://construction.globaldata.com/Projects/Overview/467013 | Execution | Parent | 5301 | 2024 Q1 | 2024 Q4 | 2030 Q4 | Middle East and Africa | Saudi Arabia |  |  |  |  | Commercial & Leisure | Data Center | Data Center |  |  | New | Onshore | Amazon Web Services (AWS), a subsidiary of Amazon, is planning to undertake the development of a new AWS Region in Saudi Arabia that will comprise three availability zones and data centre infrastructure in separate and distinct locations in the Kingdom of Saudi Arabia. The planned AWS Region aim to provide options for various companies and organisations to run their applications and serve end users from data centres. Each zone will have independent power, cooling, and physical security and is connected through redundant, ultra-low-latency networks. The project involves the IT Load Capacity: The facility is planned with an IT load capacity of about 100 MW IT load, Power Infrastructure: Commitment to 100% renewable energy sourcing in line with AWS sustainability goals, Backup and Resilience: The facility will include Redundant UPS, diesel generators, and battery storage for Tier III+ reliability, Data Centre Type: The project is planned as a Hyperscale cloud region with modular, scalable design, Cooling Systems: Cooling will rely on Advanced liquid cooling, hot aisle containment, and free cooling system, Energy Efficiency: The facility is designed to achieve low PUE targets distribution, Floor Load Capacity: Engineered for 12–15 kN/m², suitable for heavy IT and mechanical loads, Power Density: The infrastructure has High-density racks supporting up to 30–50 kW per rack, optimized for AI workloads, Rack Configuration: The facility will support Mix of 42U–48U high-density racks, AI-ready configurations. In November 2025, the project is in the final stages of completion. James L Williams Middle East is the main contractor, Comatec is the civil and structural subcontractor, Aecom and MAB Consult are the consultants, Black & White Engineering is the lead consultant, Tenable Fire Engineering Consultancy is the fire protection consultant on the AWS Date Centres: RUH062. In March 2026, The construction works have not yet started on the AWS Data Centres: Quantum. | 24.7238 | 46.1631 | Amazon Web Services (AWS), a subsidiary of Amazon, is planning to undertake the development of a new AWS Region in Saudi Arabia that will comprise three availability zones and data centre infrastructure in separate and distinct locations in the Kingdom of Saudi Arabia. The planned AWS Region aim to provide options for various companies and organisations to run their applications and serve end users from data centres. Each zone will have independent power, cooling, and physical security and is connected through redundant, ultra-low-latency networks. The US$5301 million project includes the following: Key Technical Features: 1. IT Load Capacity: The facility is planned with an IT load capacity of about 100 MW IT load 2. Power Infrastructure: Commitment to 100% renewable energy sourcing in line with AWS's sustainability goals 3. Backup and Resilience: The facility will include Redundant UPS, diesel generators, and battery storage for Tier III+ reliability 4. Data Centre Type: The project is planned as a Hyperscale cloud region with a modular, scalable design 5. Cooling Systems: Cooling will rely on Advanced liquid cooling, hot aisle containment, and free cooling systems 6. Energy Efficiency: The facility is designed to achieve low PUE targets distribution. 7. Floor Load Capacity: Engineered for 12–15 kN/m², suitable for heavy IT and mechanical loads 8. Power Density: The infrastructure has High-density racks supporting up to 30–50 kW per rack, optimized for AI workloads 9. Rack Configuration: The facility will support Mix of 42U–48U high-density racks, AI-ready configurations | Heating, ventilation and air conditioning (HVAC); Hyperscale Data Center | A new AWS region with three availability zones and data centres are being developed in Saudi Arabia. |  | March 2026 - The construction works have not yet started on the AWS Data Centres: Quantum. November 2025 - AWS Date Centres: RUH062 is in the final stages of completion. James L Williams Middle East is the main contractor, Comatec is the civil and structural subcontractor, Aecom and MAB Consult are the consultants, Black & White Engineering is the lead consultant, Tenable Fire Engineering Consultancy is the fire protection consultant on the project. April 2025 - The construction works are ongoing, and we are in the process of identifying the main contractor on the AWS Date Centres: RUH061, RUH062. September 29, 2024 - The project is in initial stage and the exact location has not been finalized yet. | Project work on Schedule | 1 | Not Funded / Unconfirmed | Private | Amazon Web Services Inc
552550 | 467013 | 2026-03-30 04:37 | AWS – AWS Data Centres: Quantum – Eastern Province | AWS – AWS Data Centres – Saudi Arabia | https://construction.globaldata.com/Projects/Overview/552550 | EPC Award | Sub | 250 | 2024 Q3 | 2026 Q3 | 2028 Q2 | Middle East and Africa | Saudi Arabia | Eastern Province | Dammam |  |  | Commercial & Leisure | Data Center | Data Center |  | High | New | Onshore | Amazon Web Services (AWS), a subsidiary of Amazon, is planning to undertake the development of a new AWS Region in Saudi Arabia that will comprise three availability zones and data centre infrastructure in separate and distinct locations in the Kingdom of Saudi Arabia. The planned AWS Region aim to provide options for various companies and organisations to run their applications and serve end users from data centres. Each zone will have independent power, cooling, and physical security and is connected through redundant, ultra-low-latency networks. The project involves the construction of a data centre. It also includes the installation of power and cooling systems, construction of server rooms, administrative spaces, installation of racks and IT equipment, installation of safety and security systems and associated facilities. In November 2025, Market sources indicate the EPC contract has been awarded to James L Williams; however, the final contract is not yet signed. Comatec is the subcontractor for civil and structural works. In March 2026, The construction works have not yet started on the project. | 26.4344 | 50.1033 | Amazon Web Services (AWS), a subsidiary of Amazon, is planning to undertake the development of a new AWS Region in Saudi Arabia that will comprise three availability zones and data centre infrastructure in separate and distinct locations in the Kingdom of Saudi Arabia. The planned AWS Region aim to provide options for various companies and organisations to run their applications and serve end users from data centres. Each zone will have independent power, cooling, and physical security and is connected through redundant, ultra-low-latency networks. The current profile is about the Quantum Data Centre in Dammam. The Quantum has 8 phases with 8 MW each The US$250 million project includes the following: 1. Construction of a data centre 2. Installation of power and cooling systems 3. Construction of server rooms 4. Construction of an administrative space 5. Installation of racks and IT equipment 6. Construction of associated facilities 7. Installation of safety and security systems |  | A new AWS region and data centre Quantum is being developed in Dammam. |  | March 2026 - The construction works have not yet started on the project. November 2025 - Market sources indicate the EPC contract has been awarded to James L Williams, however, the final contract is not yet signed. Comatec is the subcontractor for civil and structural works. | No Major Development | 0 | Not Funded / Unconfirmed | Private | Amazon Web Services Inc | JLW ME Electromechanical
560593 | 560593 | 2026-03-29 23:02 | Techno Green – Wanju AI Data Center – Jeollabuk-do | Techno Green – Wanju AI Data Center – Jeollabuk-do | https://construction.globaldata.com/Projects/Overview/560593 | Planning | Parent | 193 | 2025 Q4 | 2027 Q1 | 2029 Q4 | Asia-Pacific | South Korea | Jeollabuk-do | Wanju |  |  | Commercial & Leisure | Data Center | Data Center |  | Medium | New | Onshore | Techno Green is planning to undertake the construction of an AI colocation data center campus in Wanju County, North Jeolla, South Korea. The project involves the construction of a data center with a consumption capacity of 20MW. It includes the construction of a substation, data halls, server rooms and meet-me-rooms, and the installation of safety and security systems. The project would further expand up to 40MW in future. Korea Electric Power Data Network will be responsible for a stable power supply and the establishment of an operational system. LG Electronics to supply HVAC solutions, including large-scale chillers—core equipment for efficiently cooling, Computer Room Air Handlers (CRAH) for regulating temperature and humidity within the data center and Coolant Distribution Unit for liquid cooling solutions. In January 2026, LG Electronics signed a memorandum of understanding (MOU) with Wanju County, Techno Green Co., Ltd., and Korea Electric Power Data Network (KDN) for a cooling solution supply contract. Construction works are scheduled to be completed by 2029. | 35.8451 | 127.1475 | The project involves the construction of an AI data center with a consumption capacity of 20MW in Wanju County, North Jeolla, South Korea. The US$193 million project includes the following: 1. Construction of a substation 2. Construction of data halls 3. Construction of server rooms 4. Construction of meet-me-rooms 5. Installation of safety and security systems | Colocation Data Center |  |  | March 2026 - Planning activities are underway. January 2026 - LG Electronics signed a memorandum of understanding (MOU) with Wanju County, Techno Green and KEPCO KDN. Q4 2025 - Techno Green announced plans to build data center in Wanju, North Jeolla, South Korea. | No Major Development | 0 | Not Funded / Unconfirmed | Public | Techno Green Energy Pvt. Limited |  | LG Electronics Inc
561989 | 561989 | 2026-03-29 22:58 | Cormor / Data Shelter – Wellington AI Data Center – Kansas | Cormor / Data Shelter – Wellington AI Data Center – Kansas | https://construction.globaldata.com/Projects/Overview/561989 | Planning | Parent | 110 | 2026 Q1 | 2027 Q2 | 2028 Q4 | North America | United States | Kansas |  |  |  | Commercial & Leisure | Data Center | Data Center |  | Medium | New | Onshore | Cormor and Data Shelter are planning to undertake the construction of a Tier IV hyperscale data center in Wellington City, Kansas, the US. The project involves the construction of a data center with a consumption capacity of 14.7MW. It includes the construction of data halls with 384 racks, meeting rooms, office space and parking facilities, and the installation of 914m of new overhead electrical conductors, safety and security systems. The facility would potentially reach up to 100MW. The facility draws power from the utility grid through a Crusader substation. It is designed to use a waterless cooling system and offer densities of 40kW per rack. It will use a flywheel UPS as backup power. | 37.27 | -97.3708 | The project involves the construction of a data center with a consumption capacity of 14.7MW in Wellington City, Kansas, the US. The US$110 million project includes the following: 1. Construction of data halls with 384 racks 2. Construction of meeting rooms 3. Construction of office space 4. Upgrade of a Crusader substation 5. Construction of parking facilities 6. Installation of power and cooling systems 7. Installation of safety and security systems | Hyperscale Data Center; Tier 4 Data Center |  |  | March 2026 - Cormor is in the discussions with the Wellington city council to sign the energy sales agreement. February 2026 - Cormor and Data Shelter announced plans to build data center in Wellington City, Kansas, the US. | Project work on Schedule | 1 | Not Funded / Unconfirmed | Private | Cormor Inc;Data Shelter LLC
475694 | 475694 | 2026-03-29 16:44 | Ezditek – JED Hyper-Scale Data Center – Makkah | Ezditek – JED Hyper-Scale Data Center – Makkah | https://construction.globaldata.com/Projects/Overview/475694 | EPC Award | Parent | 320 | 2023 Q2 | 2026 Q2 | 2028 Q1 | Middle East and Africa | Saudi Arabia | Makkah | Jeddah |  |  | Commercial & Leisure | Data Center | Data Center |  | Low | New | Onshore | Ezdihar Advanced Company for Information Technology (EzdiTek) is undertaking the construction of a 24MW data center called JED Hyper-Scale Data Center located in Jeddah, Saudi Arabia. The project involves the construction of a data center building. It also includes the construction of an administrative space, parking facilities, associated facilities, installation of HVAC, installation of power systems, and installation of safety and security systems. In January 2025, the mobilization works are ongoing and Horizons contracting Co. is the main contractor on the project. MM Al-Rumaih Co for Trading has been appointed on behalf of Horizons Contracting Co to carry out the construction works. The construction works are expected to commence in February 2026. In March 2026, the construction works had not yet commenced, and are expected to commence by June 2026. | 21.9062 | 39.2859 | Ezdihar Advanced Company for Information Technology (EzdiTek) is undertaking the construction of a 24MW data center called JED Hyper-Scale Data Center located in Jeddah, Saudi Arabia. The US$320 million project includes the following: Key Technical Features: 1. Construction of a data center (capacity of 24MW) 2. Power Infrastructure: Grid power with on-site diesel generators and UPS (N+1 or 2N redundancy) 3. Backup and Resilience: The facility will include 30MW diesel generators, modular UPS systems 4. Data Centre Type: The project is planned as a Hyperscale - Colocation Wholesale 5. Cooling Systems: Cooling will rely on Chilled water systems with N+1 redundancy; possible free cooling zones 6. Energy Efficiency: The facility is planned to target PUE = 1. 7. Floor Load Capacity: The loading capacity is around 12–15 kN/m² (typical for hyperscale) 8. Power Density: The infrastructure has 6–10 kW per rack (scalable) 9. Rack Configuration: The facility will support Hot/cold aisle containment; 42U–48U standard racks | Heating, ventilation and air conditioning (HVAC); Hyperscale Data Center | A data center is planned to be built in Jeddah, Saudi Arabia. |  | March 2026 - The construction works have not yet commenced on the project. December 2025 - MM Al-Rumaih Co for Trading has been appointed on behalf of Horizons Contracting Co to carry out the construction works. The construction works are expected to commence in February 2026. January 2025 - The mobilization works are ongoing and Horizons Contracting Company is the main contractor on the project. | No Major Development | 0 | Not Funded / Unconfirmed | Private | Ezditek | MM Al-Rumaih Co for Trading JSC
537658 | 537658 | 2026-03-27 18:47 | ERP/ Weyerhaeuser Co – Pine Ridge Technology Park – Georgia | ERP/ Weyerhaeuser Co – Pine Ridge Technology Park – Georgia | https://construction.globaldata.com/Projects/Overview/537658 | Planning | Parent | 5000 | 2025 Q2 | 2029 Q1 | 2034 Q4 | North America | United States | Georgia |  | 7015 Adams Park Rd | 31020 | Commercial & Leisure | Data Center | Data Center |  | Medium | New | Onshore | Weyerhaeuser Co. and Eagle Rock Partners are planning to build a hyperscale AI data center campus at 7015 Adams Park Road in Dry Branch, Twiggs County, Georgia, the US. The project involves the construction of a data center campus on 121ha of land. It includes the construction of nine buildings, three substations, two retention ponds, server rooms with racks, control rooms, an administrative space, storage space, meet-me rooms, and the installation of generators, air conditioning, safety, and security systems. The facility will utilise a closed-loop liquid cooling system. Thomas & Hutton Engineering has been appointed as the planners. The projected power demand of 900MW is powered by Georgia Transmission Corporation. | 32.581 | -83.4861 | The project involves the construction of a data center campus on 121ha of land in Dry Branch, Twiggs County, Georgia, the US. The US$5,000 million project includes the following: 1. Construction of nine buildings 2. Construction of three substations 3. Construction of two retention ponds 4. Construction of server rooms with racks 5. Construction of control rooms 6. Construction of an administrative space 7. Construction of storage space 8. Construction of meet-me rooms 9. Installation of generators 10. Installation of equipment 11. Installation of advanced cooling systems 12. Installation of safety and security systems | Heating, ventilation and air conditioning (HVAC); Hyperscale Data Center |  |  | March 2026 - Weyerhaeuser Co. and Eagle Rock Partners are awaiting for the orders from the Twiggs County court over the project plans. September 29, 2025 - The residents filed a lawsuit against the county after the Twiggs County Commission approved the rezoning for data center. September 18, 2025 - Twiggs County Commissioners voted to re-zone the land at 7015 Adams Park Road from Agricultural to Commercial for the data center campus. August 2025 - Project awaiting approvals for rezoning application. July 2025 - Weyerhaeuser submitted the rezoning application to the Twiggs County. Q2 2025 - Weyerhaeuser announced plans to build a data center in Dry Branch. | Project work on Schedule | 1 | Not Funded / Unconfirmed | Private | Eagle Rock Partners LLC;Weyerhaeuser Co |  |  | Thomas & Hutton
453166 | 453166 | 2026-03-27 18:21 | Spark Innovation – West Memphis Data Center – Arkansas | Spark Innovation – West Memphis Data Center – Arkansas | https://construction.globaldata.com/Projects/Overview/453166 | Planning | Parent | 3000 | 2024 Q3 | 2027 Q3 | 2030 Q4 | North America | United States | Arkansas | West Memphis | behind the Coca-Cola Company on the corner of Rainer and Bollinger Roads. | 72301 | Commercial & Leisure | Data Center | Data Center |  | Low | New | Onshore | Spark Innovation LLC is planning to build a hyperscale data center campus on the corner of Rainer and Bollinger Roads in West Memphis, Arkansas, the US. The project involves the construction of a data center campus. It involves the construction of a server room, office space, an administrative building, parking spaces, data halls, office buildings, internal access roads, a utility substation, stormwater management facilities, and the installation of a generator, air conditioning systems and safety and security systems. The project will be powered by Energy Arkansas, as the project's power needs will be beyond West Memphis Utilities' capacity to provide such power. | 35.1481 | -90.1887 | The project involves the construction of a data center campus in West Memphis, Arkansas, the US. The US$3,000 million project includes the following: 1. Construction of a server room 2. Construction of office space 3. Construction of an administrative building 4. Construction of parking facilities 5. Construction of data halls 6. Construction of office buildings 7. Construction of internal access roads 8. Construction of a utility substation 9. Construction of stormwater management facilities 10. Installation of a generator 11. Installation of air conditioning systems 12. Installation of safety and security systems | Heating, ventilation and air conditioning (HVAC); Hyperscale Data Center |  |  | March 27, 2026 - We have not been able to obtain further updates on this project. We have retained the same project stage and amended the key dates accordingly. We will update the profile as soon as we obtain any new information. May 2025 - Planning activities are underway. Q3 2024 - Spark Innovation LLC has announced plans to build a data center in West Memphis. | Information Unavailable |  | Not Funded / Unconfirmed | Private | Spark Innovation, LLC
372187 | 372187 | 2026-03-27 17:36 | VueNow – Bihar Data Centers Development Program – Bihar | VueNow – Bihar Data Centers Development Program – Bihar | https://construction.globaldata.com/Projects/Overview/372187 | Planning | Program | 105 | 2022 Q1 | 2027 Q2 | 2029 Q4 | Asia-Pacific | India | Bihar |  |  |  | Commercial & Leisure | Data Center | Data Center |  | Low | New | Onshore | VueNow is planning to build data centers across Bihar, India. The program involves the construction of data centers. It also includes the construction of an administrative office, control rooms, and server rooms, and the installation of safety and security systems. It also includes the construction of a four-tier data center comprising 100 racks with an installed capacity of 1.2MW in Patna as the master hub, and a network of 40-edge data centers will be developed. The program will be developed in three phases. In the first phase, four data centers will be developed in Darbhanga, Bhagalpur, Purnea, and Buxar with a power usage of around 2.4MW. The second phase includes two hub locations and 10 Edge Data Centers (EDCs), and the third phase includes 24 Edge Data Centers. | 25.75 | 85.75 | The program involves the construction of data centers across Bihar, India. The US$105 million program includes the following: 1. Construction of a four-tier data center 2. Construction of an administrative office 3. Construction of control rooms 4. Construction of server rooms 5. Installation of safety and security systems | Colocation Data Center; Heating, ventilation and air conditioning (HVAC); Tier 4 Data Center | [5 empty] | Not Funded / Unconfirmed | Public | VueNow Infotech Pvt Ltd
354833 | 354833 | 2026-03-27 17:20 | DCI Indo – DCI Data Centers Program – Indonesia | DCI Indo – DCI Data Centers Program – Indonesia | https://construction.globaldata.com/Projects/Overview/354833 | Execution | Program | 1000 | 2011 Q4 | 2012 Q4 | 2026 Q4 | Asia-Pacific | Indonesia |  |  |  |  | Commercial & Leisure | Data Center | Data Center |  |  | New | Onshore | PT DCI Indonesia Tbk (DCI) is undertaking the construction of data centers in Indonesia. The project involves the construction of 15 data centers with a capacity of 300MW. The project includes the construction of a warehouse, an office facility, a storage facility, an administrative facility, and other related facilities, and the installation of generators, cooling systems and safety and security systems. JK1 data center construction was completed in 2013, and the JK2 data center was completed in 2017. DCI completed the third data center (JK3) in 2020. DCI completed the fourth data center building (JK5) in Cibitung with a total power capacity of 15MW in June 2021. The first phase of the data center campus, a 15MW building named (H2-01), has been completed in Karawang. In June 2023, Construction works on the second phase of the data center campus named H2-02 with 12MW capacity in Karawang were completed. In June 2025, Construction works on the 36MW JK6 data center have been completed. It features AI-ready infrastructure with liquid cooling capabilities to support high-density workloads. The JK6 facility is part of DCI Indonesia’s H1 campus, with a capacity of 36MW. The entire H1 campus, upon completion, will offer a total capacity of 73MW. As of June 2025, DCI’s total installed capacity has reached 119MW. | -1.4996 | 113.2903 | The project involves the construction of 15 data centers with a capacity of 300MW in Indonesia. The US$1,000 million project includes the following: 1. Construction of a warehouse 2. Construction of a storage facility 3. Construction of an office facility 4. Construction of an administrative facility 5. Construction of other related facilities 6. Installation of generators 7. Installation of cooling systems 8. Installation of safety and security systems | Colocation Data Center; Heating, ventilation and air conditioning (HVAC) | [5 empty] | Not Funded / Unconfirmed | Private | PT DCI Indonesia Tbk
537052 | 536883 | 2026-03-27 17:10 | Beale Infrastructure – Project Pilot Data Center: Phase I – Kansas | Beale Infrastructure – Project Pilot Data Center – Kansas | https://construction.globaldata.com/Projects/Overview/537052 | Pre-Design | Sub | 700 | 2025 Q1 | 2026 Q4 | 2027 Q4 | North America | United States | Kansas |  | Edgerton Road, 103rd Street, Kansas Highway 10, and 95th Street |  | Commercial & Leisure | Data Center | Data Center |  | Medium | New | Onshore | Mount Sunflower Properties LLC, managed by Beale Infrastructure, is undertaking the construction of a hyperscale data center near the northwest corner of 103rd Street and Edgerton Road in De Soto, Kansas, the US. The project involves the construction of a 26,477m2 data center on the southwest side of the site. It includes the construction of data halls with racks, meeting rooms, office space, storage facilities and parking facilities, and the installation of generators, safety and security systems. The data center is expected to create over 30 new jobs upon completion. The parcel is already zoned for light-industrial use, and utilities will be provided by Kansas utility Evergy, Water District No.7, and the City of De Soto. It is being designed to use water as efficiently as possible. Gilmore & Bell, PC has been appointed as the financial advisor, Vorys, Sater, Seymour & Pease LLP, and Polsinelli PC as the legal advisors, and Olsson Associates as the consulting engineer. Construction is expected to be completed by 2027. | 38.9787 | -94.9679 | The project involves the construction of a 26,477m2 data center in Kansas, the US. The US$700 million project includes the following: 1. Construction of data halls with racks 2. Construction of meeting rooms 3. Construction of office space 4. Construction of storage facilities 5. Construction of parking facilities 6. Installation of generators 7. Installation of safety and security systems | Heating, ventilation and air conditioning (HVAC); Hyperscale Data Center |  |  | March 2026 - Pre-design activities are underway. August 2025 - The City Council of De Soto has approved the development agreement with Mount Sunflower, LLC. Q1 2025 - Mount Sunflower Properties, LLC announced plans to build a data center campus in De Soto. | Project work on Schedule | 1 | Not Funded / Unconfirmed | Private | Beale Infrastructure Group LLC |  |  | Olsson Associates
536883 | 536883 | 2026-03-27 17:02 | Beale Infrastructure – Project Pilot Data Center – Kansas | Beale Infrastructure – Project Pilot Data Center – Kansas | https://construction.globaldata.com/Projects/Overview/536883 | Pre-Design | Parent | 3100 | 2025 Q1 | 2026 Q4 | 2035 Q4 | North America | United States | Kansas |  | Edgerton Road, 103rd Street, Kansas Highway 10, and 95th Street |  | Commercial & Leisure | Data Center | Data Center |  | Medium | New | Onshore | Mount Sunflower Properties LLC, managed by Beale Infrastructure, is undertaking the construction of a hyperscale data center near the northwest corner of 103rd Street and Edgerton Road in De Soto, Kansas, the US. The project involves the construction of a 110,000m2 data center campus on 117.35ha of land comprising four data-center buildings with 26,477m2 each. It includes the construction of data halls with racks, meeting rooms, office space, storage facilities, and parking facilities, and the installation of generators and safety and security systems. The project will be developed in four phases. The first phase involves the construction of a 26,477m2 building on the southwest side of the site. Each of the four phases is expected to cost around US$700 million to build. The data center is expected to create over 100 new jobs upon completion. The facility is already zoned for light-industrial use, and utilities for the facility will be provided by Kansas utility Evergy, Water District No.7, and the City of De Soto. It is being designed to use water-based cooling, using treated water from the Kansas River. Gilmore & Bell, PC has been appointed as the financial advisor, Vorys, Sater, Seymour & Pease LLP, and Polsinelli PC as the legal advisors, and Olsson Associates as the consulting engineer. Construction of the first phase is expected to be completed by 2027. The entire project is expected to be completed by 2035. | 38.9787 | -94.9679 | The project involves the construction of a 110,000m2 data center campus on 117.35ha of land in Kansas, the US. The US$3,100 million project includes the following: 1. Construction of four buildings 2. Construction of data halls with racks 3. Construction of meeting rooms 4. Construction of office space 5. Construction of storage facilities 6. Construction of parking facilities 7. Installation of generators 8. Installation of safety and security systems | Heating, ventilation and air conditioning (HVAC); Hyperscale Data Center |  |  | March 2026 - Pre-design activities are underway. August 2025 - The City Council of De Soto has approved the development agreement with Mount Sunflower, LLC. Q1 2025 - Mount Sunflower Properties, LLC announced plans to build a data center campus in De Soto. | Project work on Schedule | 1 | Not Funded / Unconfirmed | Private | Beale Infrastructure Group LLC |  |  | Olsson Associates
442585 | 442585 | 2026-03-27 16:22 | Private Dev – Benton Township Artificial Intelligence Data Center – Michigan | Private Dev – Benton Township Artificial Intelligence Data Center – Michigan | https://construction.globaldata.com/Projects/Overview/442585 | Planning | Parent | 3000 | 2023 Q4 | 2027 Q1 | 2030 Q4 | North America | United States | Michigan |  | on Yore Avenue near Lake Michigan College. | 49022 | Commercial & Leisure | Data Center | Data Center |  | Low | New | Onshore | A private developer is planning to construct a data center on Yore Avenue near Lake Michigan College in Benton Charter Township, Berrien County, Michigan, the US. The project involves the construction of a data center on 113ha of land. It includes the construction of data halls, server rooms, administrative buildings, electrical distribution rooms, and parking facilities, as well as the installation of safety and security systems. | 42.097 | -86.39 | The project involves the construction of a data center on 113ha of land on Yore Avenue near Lake Michigan College in Benton Charter Township, Berrien County, Michigan, the US. The US$3,000 million project includes the following: 1. Construction of data halls 2. Construction of server rooms 3. Construction of an administrative building 4. Construction of electric distribution rooms 5. Construction of parking facilities 6. Installation of safety and security systems | Heating, ventilation and air conditioning (HVAC) |  |  | March 2026 - The project is awaiting planning approval. December 2025 - The project is awaiting planning approval. August 2025 - The project is awaiting approvals. September 2024 - The project is awaiting approvals. April 2024 - A Private developer is waiting for planning approvals. Q4 2023 - A private developer announced plans to build data center in Benton Township. | No Major Development | 0 | Not Funded / Unconfirmed | Private | Private Developer
291974 | 291974 | 2026-03-27 16:22 | PointOne Hldgs – Corporate Landing Business Park Data Center – Virginia | PointOne Hldgs – Corporate Landing Business Park Data Center – Virginia | https://construction.globaldata.com/Projects/Overview/291974 | Execution | Parent | 80 | 2018 Q4 | 2019 Q2 |  | North America | United States | Virginia | Virginia Beach | Corporate Landing Business Park | 23454 | Commercial & Leisure | Data Center | Data Center | Office Buildings |  | New | Onshore | Point One Holdings Inc (PointOne) is constructing a data center and cable landing station campus in Virginia, the US. The project involves the construction of a data center campus with a power capacity of 12MW on 4.20ha of land. It includes the construction of a cable landing station, an international business exchange center, server rooms, administrative space, and parking facilities. It will be developed in two phases. It also includes the construction of 734m2 class A office space. S.B. Ballard Construction Company has been appointed as the contractor and Hirsch Bedner Associates as the architect. | 36.7827 | -76.0115 | The project involves the construction of a 5,760m2 data center campus with a power capacity of 12MW on 4.20ha of land in Virginia Beach, Virginia, the US. The US$80 million project includes the following: 1. Construction of two 2,880m2 facilities 2. Construction of cable landing station 3. Construction of an international business exchange center 4. Construction of server rooms 5. Construction of 1,858m2 of administrative space 6. Construction of a parking facility 7. Installation of safety and security systems | Colocation Data Center; Hyperscale Data Center | A data center and cable landing station campus are being constructed at the Corporate Landing Business Park, Virginia Beach. The project aims to build in-house edge computing data centers. It also aims to enhance hyperscale data center facilities in the region. The building is being constructed 4.5m above sea level to withstand 200mph winds, protecting customers from any risks associated with a coastal location, the NAP has a direct on-net connection to MAREA and BRUSA subsea cables and soon Dunant and will offer the lowest latency to these high-capacity cables. |  | March 27, 2026 - We have not been able to obtain further updates on this project. We have retained the same project stage and amended the key dates accordingly. We will update the profile as soon as we obtain any new information. August 19, 2025 - We have not been able to obtain further updates on this project. We have retained the same project stage and amended the key dates accordingly. We will update the profile as soon as we obtain any new information. September 24, 2024 - We have not been able to obtain further updates on this project. We have retained the same project stage and amended the key dates accordingly. We will update the profile as soon as we obtain any new information. October 31, 2023 - We have not been able to obtain further updates on this project. We have retained the same project stage and amended the key dates accordingly. We will update the profile as soon as we obtain any new information. December 2021 - Construction activities are underway. July 2021 - Construction activities are underway. September 2020 - Construction activities are underway. April 2020 - Construction activities are underway. November 2019 - Construction activities are underway. May 2019 - A groundbreaking ceremony was held. Q4 2018 - Planning activities are underway. Q4 2018 - PointOne announced plans for the new two data centers in virigina beach. | Information Unavailable |  | Not Funded / Unconfirmed | Private | PointOne Holdings | S.B. Ballard Construction Co Inc | Hirsch Bedner Associates
453594 | 453594 | 2026-03-27 16:21 | Vantage DC – Westlake Data Center – Georgia | Vantage DC – Westlake Data Center – Georgia | https://construction.globaldata.com/Projects/Overview/453594 | Planning | Parent | 500 | 2023 Q3 | 2027 Q1 | 2028 Q4 | North America | United States | Georgia | Atlanta | wooded site west of Plummer Road, east of the existing Quaker facility, and north of Riverside Drive in the City of South Fulton. | 30336 | Commercial & Leisure | Data Center | Data Center | Parking Facilities | Low | New | Onshore | Vantage Data Centers Management (VDCM) is planning to build a Tier III colocation data center west of Plummer Road and north of Riverside Drive in South Fulton, Atlanta, Georgia, the US. The project involves the construction of 70,069m2 of two three-story data centers with a consumption capacity of 96MW on 14.5ha of land. It includes the construction of a server room, an administrative building, and 378 parking spaces, and the installation of a generator, air conditioning systems, and safety and security systems. Corgan Associates Inc has been appointed as an architect, Paradigm Structural Engineers Inc as structural engineer, WSP USA Inc as consulting engineer, TLD Design Consulting, INC as design consultant, Kimley-Horn as engineering, planner, and design consultant, and Lowe Engineers LLC as traffic consultant. The facility has been committed to operating on renewable energy and has a target PUE of <1.3. It will utilize a closed-loop chilled water cooling system with N+1 redundancy and has been designed to meet ISO 27001, PCI DSS, and SOC 2 Type 2 certifications. VDCM has submitted a planning application to the Georgia Department of Community Affairs (GDCA). | 33.7057 | -84.5847 | The project involves the construction of 70,069m2 of two three-story data centers on 14.5ha of land in Atlanta, Georgia, the US. The US$500 million project includes the following: 1. Construction of a server room 2. Construction of an administrative building 3. Construction of 378 parking spaces 4. Installation of a generator 5. Installation of air conditioning systems 6. Installation of safety and security systems | Colocation Data Center; Heating, ventilation and air conditioning (HVAC); Tier 3 Data Center |  |  | March 27, 2026 - We have not been able to obtain further updates on this project. We have retained the same project stage and amended the key dates accordingly. We will update the profile as soon as we obtain any new information. August 2025 - The project is awaiting approvals. September 2024 - Planning activities are underway. August 2024 - VDCM has filed planning application to Georgia Department of Community Affairs (GDCA). Q3 2023 - VDCM announced plan to build data center in Atlanta. | Information Unavailable |  | Not Funded / Unconfirmed | Private | Vantage Data Centers Management Co LLC |  | Corgan Associates Inc;Kimley-Horn and Associates Inc;TLD Design Consulting LLC | Kimley-Horn and Associates Inc;Lowe Engineers LLC;Paradigm Structural Engineers Inc;WSP USA Inc
473853 | 473853 | 2026-03-27 16:01 | Wycombe Park – Wycombe Film Studios Data Center – Buckinghamshire | Wycombe Park – Wycombe Film Studios Data Center – Buckinghamshire | https://construction.globaldata.com/Projects/Overview/473853 | Planning | Parent | 329 | 2024 Q1 | 2027 Q2 | 2032 Q4 | Europe | United Kingdom | Buckinghamshire | High Wycombe | Land At South Corner, Wycombe Air Park, Booker, Marlow | SL7 3DP | Commercial & Leisure | Data Center | Data Center |  | Low | New | Onshore | Wycombe Park Ltd, owned by Luxembourg-based investment firm SCIO Capital, is planning to construct a colocation data center campus at Wycombe Film Studios in High Wycombe, Buckinghamshire, the UK. The project involves the construction of a 20.5m high data center campus on 13ha of land. It includes the construction of six data halls each spanning 9,300m2, ancillary office spaces, a substation, landscaping at the edge of the site to screen the buildings and the installation of 23.5m high rooftop plant equipment, generators, cooling systems, and safety and security systems. LEAD Studio Ltd has been appointed as the architect, The Environmental Dimension Partnership (EDP) Ltd as the landscape, arboricultural and ecological consultant, Nexus Planning Ltd as the planner, Orion as the archaeological consultant, Ensphere as the sustainability and energy consultant, SLR as transport and travel consultant, Beta Design Consultants as the structural engineer, Wardell Armstrong as the acoustic, geo-environmental, flood risk and air quality consultant and Alan Stratford and Associates (ASA) Ltd as the aviation consultant. In Feb 2026, WP submitted a planning application for the data centre, and it is expected to be considered by the council’s Strategic Sites Planning Committee. | 51.6104 | -0.80203 | The project involves the construction of a 20.5m high data center campus on 13ha of land at Wycombe Film Studios in High Wycombe, Buckinghamshire, the UK. The US$329 million project includes the following: 1. Construction of six data halls each spanning 9,300m2 2. Construction of ancillary office spaces 3. Construction of a substation 4. Landscaping at the edge of the site to screen the buildings 5. Installation of 23.5m high rooftop plant equipment 6. Installation of generators 7. Installation of cooling systems 8. Installation of safety and security systems | Colocation Data Center; Heating, ventilation and air conditioning (HVAC) |  |  | Q1 2026 - Planning activities are underway. October 2025 - Planning consultation is underway. December 2024 - WP submitted an outline planning application to the Buckinghamshire County Council (BCC). Q1 2024 - WP announced plans to build a data center in High Wycombe. | No Major Development | 0 | Not Funded / Unconfirmed | Private | Wycombe Park Ltd |  | LEAD Studio Ltd;The Environmental Dimension Partnership Ltd | Alan Stratford & Associates Ltd;Beta Design Consultants Ltd;Ensphere Group Ltd;Nexus Planning Ltd;Orion Heritage Ltd;SLR Consulting Ltd;The Environmental Dimension Partnership Ltd;Wardell Armstrong LLP
472028 | 472028 | 2026-03-27 15:57 | AVAIO Digital – Killala Business Park Data Center – Connaught | AVAIO Digital – Killala Business Park Data Center – Connaught | https://construction.globaldata.com/Projects/Overview/472028 | Pre-Design | Parent | 567 | 2021 Q4 | 2027 Q3 | 2028 Q4 | Europe | Ireland | Connaught |  | at Tawnaghmore Upper and Mullaferry, Killala |  | Commercial & Leisure | Data Center | Data Center | Parking Facilities | Low | New | Onshore | Avaio Digital (AD) is planning to undertake the construction of an AI, hyperscale data center at the old Asahi synthetic fiber plant, Tawnaghmore Upper and Mullaferry, within the Killala Business Park in County Mayo, Connaught, Ireland. The project involves the construction of a 29,075m2, 22.7m high two-story data center with a consumption capacity of 36MW on 26ha of land. It includes the construction of data halls, server rooms, 56 car parking spaces, including 12 EV charging spaces, 20 cycle parking spaces, footpaths and cycling infrastructure and an ESB substation, and the installation of generators, a cooling system, and safety and security system. The facility will be operated on renewable energy (21MW Killala wind farm). | 54.197 | -9.2193 | The project involves the construction of a 29,075m2, 22.7m high two-story data center with a consumption capacity of 36MW on 26ha of land at the old Asahi synthetic fiber plant, at Tawnaghmore Upper and Mullaferry, Killala Business Park in County Mayo, Connaught, Ireland. The US$567 million project includes the following: 1. Construction of data halls 2. Construction of server rooms 3. Construction of 56 car parking spaces, including 12 EV charging spaces, 20 cycle parking spaces 4. Construction of footpaths and cycling infrastructure 5. Installation of an ESB substation 6. Installation of generators 7. Installation of a cooling system 8. Installation of safety and security system | EV Charging Stations; Heating, ventilation and air conditioning (HVAC); Hyperscale Data Center |  |  | March 2026 - Pre-design activities are underway. January 2026 - The residents have opposed, and the decision was appealed to An Coimisiun Pleanala. October 2025 - Pre-design activities are underway. April 2025 - The project received approvals from the Mayo County Council. December 2024 - The project is awaiting for planning approvals from the MCC. November 2024 - AD submitted a planning application to the MCC. January 2022 - Mayo County Council (MCC) approved the sale of two portions of land to AD for the construction of a data center. Q4 2021 - AD announced plans to build a data center in County Mayo. | No Major Development | 0 | Not Funded / Unconfirmed | Private | AVAIO Digital Partners
562352 | 562352 | 2026-03-27 15:55 | CyrusOne/ USACC – Dugway Proving Ground Hyperscale Data Center – Utah | CyrusOne/ USACC – Dugway Proving Ground Hyperscale Data Center – Utah | https://construction.globaldata.com/Projects/Overview/562352 | Planning | Parent | 2000 | 2025 Q4 | 2027 Q3 | 2029 Q4 | North America | United States | Utah | Tooele | Dugway Proving Ground | 84022 | Commercial & Leisure | Data Center | Data Center |  | Medium | New | Onshore | US Army Contracting Command and CyrusOne Inc are planning to build a hyperscale data center at Dugway Proving Ground in Tooele County, Utah, the US. The project involves the construction of a data center with a consumption capacity of 1,000MW on 486ha of land. It includes the construction of data halls, substations, conference rooms, meet-me rooms, administrative spaces and parking spaces, and the installation of racks, generators, cooling systems, and safety and security systems. The facility will utilize a water cooling system. The US Army Corps of Engineers will conduct an environmental review for the data center. In January 2026, the US Department of Defense (DoD) issued a request for proposals, and CyrusOne was appointed as the associated developer for the project in March 2026. CyrusOne is responsible for developing and operating the data center. The construction works are expected to be completed in 2029. | 40.1598 | -112.7502 | The project involves the construction of a data center with a consumption capacity of 1,000MW on 486ha of land at Dugway Proving Ground in Tooele County, Utah, the US. The US$2,000 million project includes the following: 1. Construction of data halls 2. Construction of substations 3. Construction of conference rooms 4. Construction of meet-me rooms 5. Construction of administrative spaces 6. Construction of parking spaces 7. Installation of racks 8. Installation of generators 9. Installation of cooling systems 10. Installation of safety and security systems | Hyperscale Data Center |  |  | March 2026 - CyrusOne has been appointed as the developer for the project. January 2026 - The US Department of Defense (DoD) has issued a request for proposals. Q4 2025 - The US Army announced plans to build a data center in Utah. | Project work on Schedule | 1 | Not Funded / Unconfirmed | Public/Private | CyrusOne Inc;US Army Contracting Command |  |  | US Army Corps of Engineers
540454 | 540454 | 2026-03-27 15:53 | Scale42 – Kitee AI Data Center – North Karelia | Scale42 – Kitee AI Data Center – North Karelia | https://construction.globaldata.com/Projects/Overview/540454 | Planning | Parent | 59 | 2025 Q2 | 2026 Q4 | 2028 Q1 | Europe | Finland | North Karelia | Joensuu | Kitee Puhos industrial area | 82430 | Commercial & Leisure | Data Center | Data Center |  | Medium | New | Onshore | Scale42 Technologies Pvt Ltd is planning to construct an AI, hyperscale data center in the northern part of the Kitee Puhos industrial area, in Joensuu, North Karelia, Finland. The project involves the construction of a 50,000m2 data center on 10ha of land. It includes the construction of data halls, meet-me rooms, a server room, a substation, a parking facility and the Installation of the cooling system and safety and security systems. The project will be powered by the Finnish national grid, one of the cleanest and most fossil-free electricity systems. The construction work is expected to be completed by 2028. | 62.085 | 29.8953 | The project involves the construction of a data center on 10ha of land in North Karelia, Finland. The US$59 million project includes the following: 1. Construction of data halls 2. Construction of meet-me rooms 3. Construction of a server room 4. Construction of a substation 5. Construction of a parking facility 6. Installation of the cooling system 7. Installation of safety and security systems | Hyperscale Data Center |  |  | March 2026 - Planning activities are underway. October 2025 - Planning activities are underway. April 2025 - Scale42 announced plans to construct a data center in Kitee. | No Major Development | 0 | Not Funded / Unconfirmed | Private | Scale42 Technologies Pvt Ltd
562351 | 562351 | 2026-03-27 15:53 | Carlyle Grp/ USACC – Fort Bliss Hyperscale Data Center – Texas | Carlyle Grp/ USACC – Fort Bliss Hyperscale Data Center – Texas | https://construction.globaldata.com/Projects/Overview/562351 | Planning | Parent | 2000 | 2025 Q4 | 2027 Q1 | 2028 Q4 | North America | United States | Texas | El Paso | Fort Bliss | 79916 | Commercial & Leisure | Data Center | Data Center |  | Medium | New | Onshore | US Army Contracting Command and The Carlyle Group Inc. are planning to build a hyperscale data center on a US Army base located at Fort Bliss, a base in El Paso, Texas, the US. The project involves the construction of a data center with a consumption capacity of 3,000MW on 560ha of land. It includes the construction of data halls, substations, conference rooms, meet-me rooms, administrative spaces and parking spaces, and the installation of racks, generators, cooling systems, and safety and security systems. The facility will utilize a water cooling system. The US Army Corps of Engineers will conduct an environmental review for the data center. In January 2026, the US Department of Defense (DoD) issued a request for proposals, and Carlyle was appointed as the associated developer for the project in March 2026. is responsible for developing and operating the data center. The first 200MW capacity is expected to be completed in 2027, and the entire project is to be completed in 2028. | 31.8548 | -106.3833 | The project involves the construction of a data center with a consumption capacity of 3,000MW on 560ha of land at Fort Bliss, a base in El Paso, Texas, the US. The US$2,000 million project includes the following: 1. Construction of data halls 2. Construction of substations 3. Construction of conference rooms 4. Construction of meet-me rooms 5. Construction of administrative spaces 6. Construction of parking spaces 7. Installation of racks 8. Installation of generators 9. Installation of cooling systems 10. Installation of safety and security systems | Hyperscale Data Center |  |  | March 2026 - Carlyle has been appointed as the developer for the project. January 2026 - The US Department of Defense (DoD) has issued a request for proposals. Q4 2025 - The US Army announced plans to build a data center in El Paso. | Project work on Schedule | 1 | Not Funded / Unconfirmed | Public/Private | The Carlyle Group Inc.;US Army Contracting Command |  |  | US Army Corps of Engineers
416999 | 416999 | 2026-03-27 15:25 | Vantage DC – Bro Tathan AI Data Center – Vale of Glamorgan | Vantage DC – Bro Tathan AI Data Center – Vale of Glamorgan | https://construction.globaldata.com/Projects/Overview/416999 | Design | Parent | 1100 | 2021 Q1 | 2027 Q3 | 2031 Q4 | Europe | United Kingdom | Vale of Glamorgan | Barry | At Bro Tathan, St. Athan | CF62 4AF | Commercial & Leisure | Data Center | Data Center |  | High | Redevelopment | Onshore | Vantage Data Centers (Vantage) is planning to undertake the construction of an AI, hyperscale data centre at Bro Tathan, St. Athan in Vale of Glamorgan, the UK. The project involves the construction of a 120MW data center. It includes the construction of a data hall, offices and workspaces, secured storage space, conference rooms, meeting spaces, break room facilities, and parking facilities, and the installation of backup generators, electrical equipment, computer room air handling (CRAH) cooling system, motion-sensor LED lights, fiber pathways, and security and safety systems. The project will be powered by renewable energy. Ramboll has been appointed as the design consultant and F1 Enzo Properties as the associate developer. In May 2022, Vantage submitted a pre-planning application to the Bro Tathan council. CarneySweeney Ltd was appointed as a planning consultant. In July 2023, Vantage submitted a planning application to the Bro Tathan council and got approvals in 2024. | 51.4111 | -3.4423 | The project involves the construction of a 120MW data center in St. Athan, Vale of Glamorgan, the UK. The US$1,100 million project includes the following: 1. Construction of a data hall 2. Construction of offices and workspaces 3. Construction of secured storage space 4. Construction of conference rooms 5. Construction of meeting spaces 6. Construction of office space 7. Construction of break room facilities 8. Construction of parking spaces 9. Installation of electrical equipment 10. Installation of computer room air handling (CRAH) cooling system 11. Installation of motion-sensor LED lights 12. Installation of backup generators 13. Installation of fiber pathways 14. Installation of security and safety systems | Heating, ventilation and air conditioning (HVAC); Hyperscale Data Center |  |  | March 2026 - Design works are underway. October 2025 - Design works are underway. August 2025 - Vantage secured planning approvals from the Vale of Glamorgan Council. July 2024 - The project awaiting planning approvals. September 2023 - The project awaiting planning approvals. July 2023 - Vantage submitted a planning application to the Bro Tathan council. June 2022 - Phase II Environmental Site Investigation process was underway. May 2022 - Vantage submitted a pre-planning application to the Bro Tathan council. Q1 2021 - Vantage announced plans to build a data center in St. Athan. | No Major Development | 0 | Not Funded / Unconfirmed | Private | Vantage Data Centers UK Ltd |  | Ramboll UK Ltd | CarneySweeney Ltd
562254 | 562254 | 2026-03-27 15:07 | The Drox Group – 8084 Glade Street Data Center – North Carolina | The Drox Group – 8084 Glade Street Data Center – North Carolina | https://construction.globaldata.com/Projects/Overview/562254 | Planning | Parent | 340 | 2026 Q1 | 2027 Q1 | 2029 Q2 | North America | United States | North Carolina |  | 8084 Glade Street | 27045 | Commercial & Leisure | Data Center | Data Center |  | Medium | New | Onshore | Drox Group LLC is planning to build a data center at 8084 Glade St in Rural Hall, North Carolina, the US. The project involves the construction of a 120,000m2 data center. It includes the construction of four two-storey data center buildings, meet-me rooms, server rooms, a substation, and the installation of generators and uninterruptible power supply (UPS) units, cooling systems, and safety and security systems. The Planning Board of Forsyth County is set to review the proposal on April 9, with final approval to be left up to the Board of County Commissioners at a later date. | 36.2408 | -80.3047 | The project involves the construction of a 120,000m2 data center on 52.2ha of land at 8084 Glade St, Rural Hall, North Carolina, the US. The US$340 million project includes the following: 1. Construction of four two-storey data center buildings 2. Construction of server rooms 3. Construction of a substation 4. Installation of generators and uninterruptible power supply (UPS) units 5. Installation of the cooling system 6. Installation of safety and security systems |  |  |  | March 2026 - Drox submitted a rezoning approval to Forsyth County. Q1 2026 - Drox Group LLC announced plans to build a data center in Rural Hall. | Major Authority Clearance Submitted | 1 | Not Funded / Unconfirmed | Private | The Drox Group
551368 | 551368 | 2026-03-27 15:02 | Legacy Investing – 400 South LaSalle Street Data Center – Illinois | Legacy Investing – 400 South LaSalle Street Data Center – Illinois | https://construction.globaldata.com/Projects/Overview/551368 | Execution | Parent | 100 | 2025 Q1 | 2026 Q1 | 2027 Q2 | North America | United States | Illinois | Chicago | 400 S. LaSalle Street | 60605 | Commercial & Leisure | Data Center | Data Center |  |  | Redevelopment | Onshore | Legacy Investing is planning to undertake the construction of a Tier III colocation data center at 400 South LaSalle Street in Chicago, Illinois, the US. The project involves the construction of a 33MW data center. It includes the construction of server rooms, meeting rooms, an administrative space, and the installation of equipment, fire suppression systems, and safety and security systems. In October 2025, Legacy Investing purchased the six-story office building at 400 South LaSalle Street for $40 million from Prime Group and Capri Investment Group, with plans to convert it into a data center. The facility draws power through the utility grid. It will be equipped with backup generators and will use precision air conditioning systems and chilled-water loops to maintain optimal server temperatures. ARCO Murray National Construction Co., Inc. has been awarded as the design-build contractor. | 41.8766 | -87.6321 | The project involves the construction of a 35,303m2 data center with a consumption capacity of 33MW in Chicago, Illinois, the US. The US$100 million project includes the following: 1. Construction of server rooms 2. Construction of meeting rooms 3. Construction of data halls 4. Construction of an administrative space 5. Installation of fire suppression systems 6. Installation of equipment 7. Installation of safety and security systems | Colocation Data Center; Tier 3 Data Center |  |  | March 2026 - Construction activities are underway. January 2026 - Construction works are underway. Q1 2025 - Legacy Investing announced plans for the construction of a data center in Chicago. | Project work on Schedule | 1 | Not Funded / Unconfirmed | Private | ATL Legacy Investing, LLC | ARCO Murray National Construction Co Inc | ARCO Murray National Construction Co Inc
525557 | 525557 | 2026-03-27 14:29 | Cielo Digital – Cielo Kansas Data Center – Missouri | Cielo Digital – Cielo Kansas Data Center – Missouri | https://construction.globaldata.com/Projects/Overview/525557 | Planning | Parent | 3500 | 2025 Q1 | 2027 Q1 | 2030 Q4 | North America | United States | Missouri | Kansas City |  |  | Commercial & Leisure | Data Center | Data Center |  | Medium | New | Onshore | Cielo Digital Infrastructure is planning to undertake the construction of a hyperscale data center in Kansas City, Missouri, the US. The project involved the construction of a data center with a consumption capacity of 500MW on 59ha of land. It includes the construction of data halls, server rooms, meeting rooms, an administrative space, parking facilities, and the installation of safety and security systems. It is equipped with reliable uninterruptible power supply (UPS) units and generators for backup power systems. It also features an advanced cooling system, ensuring optimal performance and efficiency with maximum reliability. | 39.0997 | -94.5786 | The project involved the construction of a data center with a consumption capacity of 500MW on 59ha of land in Kansas City, Missouri, the US. The US$3,500 million project includes the following: 1. Construction of data halls 2. Construction of server rooms 3. Construction of meeting rooms 4. Construction of an administrative space 5. Construction of parking facilities 6. Installation of generators 7. Installation of UPS systems 8. Installation of safety and security systems | Heating, ventilation and air conditioning (HVAC); Hyperscale Data Center |  |  | March 27, 2026 - We have not been able to obtain further updates on this project. We have retained the same project stage and amended the key dates accordingly. We will update the profile as soon as we obtain any new information. September 2025 - Planning activities are underway. Q1 2025 - Cielo Digital Infrastructure announced plans to build a data center in Kansas City. | Information Unavailable |  | Not Funded / Unconfirmed | Private | Cielo Digital Infrastructure LLC
537641 | 537641 | 2026-03-27 14:25 | T5 Data Centers – CHI V Data Center – Illinois | T5 Data Centers – CHI V Data Center – Illinois | https://construction.globaldata.com/Projects/Overview/537641 | Planning | Parent | 180 | 2024 Q4 | 2026 Q4 | 2028 Q1 | North America | United States | Illinois |  | Elk Grove Village | 60007 | Commercial & Leisure | Data Center | Data Center |  | Medium | New | Onshore | T5 Data Centers LLC (T5) is planning to construct its fifth colocation data center in Elk Grove Village, Illinois, the US. The project involves the construction of a 20,440m2 data center with the capacity of 36MW. It includes the construction of data halls with racks, meeting rooms, office space, storage facilities and parking facilities, and the installation of power and cooling systems, safety and security systems. The facility draws power from the utility grid. The facility to support high-density cloud and artificial intelligence (AI) applications. The construction is expected to be completed by 2028. | 42.0048 | -87.9763 | The project involves the construction of a 20,440m2 data center with the capacity of 36MW in Elk Grove Village, Illinois, the US. The US$180 million project includes the following: 1. Construction of data halls with racks 2. Construction of meeting rooms 3. Construction of office space 4. Construction of storage facilities 5. Construction of parking facilities 6. Installation of power and cooling systems 7. Installation of safety and security systems | Artificial Intelligence; Colocation Data Center; Heating, ventilation and air conditioning (HVAC) |  |  | March 27, 2026 - We have not been able to obtain further updates on this project. We have retained the same project stage and amended the key dates accordingly. We will update the profile as soon as we obtain any new information. September 2025 - Planning activities are underway. March 2025 - T5 Data Centers acquired land in Elk Grove Village. Q4 2024 - T5 Data Centers announced plans to construct its fifth data center in Elk Grove Village. | Information Unavailable |  | Not Funded / Unconfirmed | Private | T5 Data Centers LLC
492055 | 492055 | 2026-03-27 14:07 | Iron Mountain – MIA-1 Data Center – Florida | Iron Mountain – MIA-1 Data Center – Florida | https://construction.globaldata.com/Projects/Overview/492055 | Execution | Parent | 160 | 2023 Q4 | 2025 Q1 | 2026 Q3 | North America | United States | Florida | Miami | 2925 NW 120th Terrace | 33167 | Commercial & Leisure | Data Center | Data Center |  |  | Redevelopment | Onshore | Iron Mountain is undertaking the construction of a colocation Tier III data center at former records storage facility located at 2925 NW 120th Terrace, Miami, Florida, the US. The project involves the construction of a 13,935m2 data center with the capacity of 16MW on 1.34ha area of land. It includes the construction of data halls with racks, meeting rooms, office space, storage facilities and parking facilities, and the installation of power and cooling systems, safety and security systems. Brasfield & Gorrie has been appointed as the general contractor. The project is committed to operating on 100% renewable energy, and power to be supplied by Florida Power & Light Company (FPL). The facility is engineered for AI deployments and enterprise workloads. The project has been designed to meet the requirements for BREEAM (Building Research Establishment Environmental Assessment Method) accreditation. Construction works commenced in February 2026 and scheduled to be completed by the third quarter of 2026. | 25.8846 | -80.2498 | The project involves the construction of a 13,935m2 data center with the capacity of 16MW on 1.34ha area of land at former records storage facility, 2925 NW 120th Terrace, Miami, Florida, the US. The US$160 million project includes the following: 1. Construction of data halls with racks 2. Construction of meeting rooms 3. Construction of office space 4. Construction of storage facilities 5. Construction of parking facilities 6. Installation of power and cooling systems 7. Installation of safety and security systems | BREEAM; Colocation Data Center; Heating, ventilation and air conditioning (HVAC); Tier 3 Data Center |  |  | March 2026 - Construction works are underway. September 2025 - Topping out ceremony was held on the project site. April 2025 - Construction works are underway. February 26, 2025 - Ground-breaking ceremony was held on the project site marking the start of construction. Q4 2023 - Iron Mountain announced plans to build a data center in Miami. | Project work on Schedule | 1 | Not Funded / Unconfirmed | Private | Iron Mountain Inc | Brasfield & Gorrie LLC
536352 | 536352 | 2026-03-27 14:06 | Rai Way – Rome Hyperscale Data Center – Latium | Rai Way – Rome Hyperscale Data Center – Latium | https://construction.globaldata.com/Projects/Overview/536352 | Pre-Design | Parent | 461 | 2024 Q1 | 2027 Q3 | 2030 Q3 | Europe | Italy | Latium | Rome |  |  | Commercial & Leisure | Data Center | Data Center |  | High | New | Onshore | Rai Way SpA is planning to undertake the construction of a Tier IV hyperscale data center in Rome, Latium, Italy. The project involves the construction of a 16,000m2 data center with a consumption capacity of 35.2MW on 14ha of land. It includes four data center buildings, office space, conference rooms, a substation, break rooms, and parking spaces, and the installation of equipment and safety and security systems. The campus will span 1.5 million sq ft (140,000 sqm) and will include data halls totaling 172,000 sq ft (16,000 sqm) distributed across four independent buildings. Each of these buildings will be divided into four 10,700 sq ft (1,000 sqm) data halls, with a capacity of 8.8MW. The facility will utilize cooling with DX technology, N+1 in the data hall, and 2N in the technical rooms, and it is equipped with 2N UPS systems and N+1 generators. It targets a PUE of 1.2 -1.3, and it aims for ANSI TIA 942 Rating 4/UPTIME Tier IV Certification. In march 2026, the project has received necessary planning approvals. | 41.9213 | 12.3147 | The project involves the construction of a 16,000m2 data center with a consumption capacity of 35.2MW on 14 ha of land in Rome, Latium, Italy. The US$461 million project includes the following: 1. Construction of four data center buildings 2. Construction of a substation 3. Construction of system rooms 4. Construction of break rooms 5. Construction of server rooms 6. Construction of parking spaces 7. Installation of equipment 8. Installation of safety and security systems | Heating, ventilation and air conditioning (HVAC); Hyperscale Data Center; Tier 4 Data Center |  |  | March 2026 - The project has received necessary planning approvals. March 2026 - Planning activities are underway. August 2025 - Planning activities are underway. November 2024 - Planning works are underway. July 2024 - Planning works are underway. Q1 2024 - Rai Way SpA announced plans to build a data center in Italy. | Major Authority Clearance Received | 3 | Not Funded / Unconfirmed | Private | Rai Way SpA
538859 | 538575 | 2026-03-27 14:06 | BlackRock Inc – London Data Center Upgrade – Greater London | BlackRock Inc – UK Data Centers Upgrade Program – Greater London | https://construction.globaldata.com/Projects/Overview/538859 | Planning | Parent | 136 | 2025 Q3 | 2028 Q1 | 2030 Q4 | Europe | United Kingdom | Greater London | London |  |  | Commercial & Leisure | Data Center | Data Center |  | Medium | Upgrade | Onshore | BlackRock Inc. is planning to undertake the upgrade and modernization of a Tier I data center in the UK. The project involves the upgrade of data centers with a consumption capacity ranging from 5-20MW. It includes the construction of data halls, a substation, office space, break rooms, meet-me rooms and parking spaces, and the installation of racks and safety and security systems. It is equipped with reliable uninterruptible power supply (UPS) units and diesel generators for backup power systems. It also features a liquid cooling system, ensuring optimal performance and efficiency with maximum reliability. | 51.5085 | -0.12574 | The project involves the upgrade of a data center in West London, Greater London, the UK. The US$136 million project includes the following: 1. Construction of data halls 2. Construction of office space 3. Construction of break rooms 4. Construction of a substation 5. Construction of meet-me rooms 6. Construction of parking spaces 7. Installation of UPS/generators 8. Installation of racks 9. Installation of safety and security systems | Emergency power/Backup power |  |  | March 2026 - The project is in early stages of planning. September 2025 - BlackRock announced plans to upgrade a data center in London. | No Major Development | 0 | Not Funded / Unconfirmed | Private | BlackRock Inc
538004 | 538004 | 2026-03-27 13:37 | EdgeCore – Dobson Farms East Data Center – Arizona | EdgeCore – Dobson Farms East Data Center – Arizona | https://construction.globaldata.com/Projects/Overview/538004 | Planning | Parent | 2000 | 2024 Q3 | 2027 Q1 | 2030 Q4 | North America | United States | Arizona | Florence | northeast corner of Arizona Farms Road and Attaway Road | 85143 | Commercial & Leisure | Data Center | Data Center |  | Medium | New | Onshore | EdgeCore is planning to construct a colocation data center campus in Pinal County, Florence, Arizona, the US. The site is located at the northeast corner of Arizona Farms Road and Attaway Road and within the Planned Unit Development (PUD) known as Dobson Farms. The project involves the construction of a data center campus comprising 10 two-story buildings each with 30,855m2 floor area and 72MW IT capacity on a 93ha area, where approximately 20ha is planned to be unoccupied. It includes the construction of data halls with racks, meeting rooms, office space, storage facilities, four substations and parking facilities, and the installation of 44 backup generators, elevator, cooling systems, safety and security systems. Y2K Engineering, LLC has been appointed as the traffic consultant, CVL Consultants, Inc as the planning and civil engineering consultant. | 33.0314 | -111.3873 | The project involves the construction of 30,855m2 data center across 10 two-story buildings on a 93ha area on the northeast corner of Arizona Farms Road and Attaway Road in Florence, Arizona, the US. The US$2,000 million project includes the following: 1. Construction of 10 two-story buildings 2. Construction of data halls with racks 3. Construction of meeting rooms 4. Construction of office space 5. Construction of storage facilities 6. Construction of four substations 7. Construction of parking facilities 8. Installation of cooling systems 9. Installation of 44 backup generators 10. Installation of elevator 11. Installation of safety and security systems | Colocation Data Center; Elevator; Heating, ventilation and air conditioning (HVAC) |  |  | March 2026 - EdgeCore is in the process to prepare detailed plans for Planning and Zoning Commission review. October 2025 - Florence Planning and Zoning Commission approved the rezoning application. September 10, 2025 - EdgeCore has submitted a proposal to the Florence Planning and Zoning Commission to rezone land for commercial use like data center. July 2024 - EdgeCore announced plans to build a data center in Florence. | Project work on Schedule | 1 | Not Funded / Unconfirmed | Private | EdgeCore |  |  | CVL Consultants Inc;Y2K Engineering LLC
467424 | 467424 | 2026-03-27 13:19 | MSFT – Centurion Data Center Campus – Gauteng | MSFT – Centurion Data Center Campus – Gauteng | https://construction.globaldata.com/Projects/Overview/467424 | Announced | Parent | 50 | 2024 Q1 | 2027 Q4 | 2029 Q4 | Middle East and Africa | South Africa | Gauteng | Centurion |  |  | Commercial & Leisure | Data Center | Data Center |  | Low | New | Onshore | Microsoft is planning to undertake the construction of a data center campus in Centurion, South Africa. The project involves the construction of a data center facility. It also includes the construction of data halls, server rooms, control rooms, office spaces, parking facilities, and the installation of safety and security systems. The project plan was announced and the project is in the early stages of development. | -25.8589 | 28.1858 | Microsoft is planning to undertake the construction of a data center campus in Centurion, South Africa. The project is situated in the Kosmosdal area of the city, to the south of Pretoria. The US$50 million project includes the following: 1. Construction of a data center facility 2. Construction of data halls 3. Construction of server rooms 4. Construction of control rooms 5. Construction of office spaces 6. Construction of parking facilities 7. Installation of safety and security systems |  | A data center campus is planned to be developed in Centurion. The project is situated in the Kosmosdal area of the city, to the south of Pretoria. |  | March 2026 - We have not been able to obtain further updates on this project. We have retained the same project stage and amended the key dates accordingly. We will update the profile as soon as we obtain any new information. July 2025 - We have not been able to obtain further updates on this project. We have retained the same project stage and amended the key dates accordingly. We will update the profile as soon as we obtain any new information. October 03, 2024 - The project plan was announced and the project is in the early stages of development. | Information Unavailable |  | Not Funded / Unconfirmed | Private | Microsoft Corp
508724 | 508724 | 2026-03-27 10:43 | QGST – Haidong Yunhai Xingze Data Center: Phase I – Qinghai | QGST – Haidong Yunhai Xingze Data Center: Phase I – Qinghai | https://construction.globaldata.com/Projects/Overview/508724 | Planning | Parent | 682 | 2025 Q1 | 2026 Q4 | 2028 Q4 | Asia-Pacific | China | Qinghai |  | Qinghai Zero Carbon Industrial Park Big Data Industrial Park (Hehuang New District, Ping'an District) |  | Commercial & Leisure | Data Center | Data Center |  | Medium | New | Onshore | Qinghai Gongchuang Shubo Technology Co. Ltd (QGSTCL) is planning to construct an intelligent computing center in Ping'an District, Haidong City, Qinghai, China. The project involves the construction of an intelligent computing center. It also includes the construction of two new computing centers with area 34,000m2, an intelligent computing R&D (trading) center with area 15,800m2, a comprehensive building with area ​​13,400m2, racks, server rooms, a generator building with area of ​​3,600m2, an auxiliary room with area of ​​12,000m2, and parking facilities and the installation of equipment and safety and security systems. | 36.0348 | 102.2597 | The project involves the construction of an intelligent computing center in Ping'an District, Haidong City, Qinghai, China. The US$682 million project includes the following: 1. Construction of two new computing centers with area 34,000m2 2. Construction of an intelligent computing R&D (trading) center with area 15,800m2 3. Construction of a comprehensive building with area 13,400m2 4. Construction of a generator building with area of 3,600m2 5. Construction of an auxiliary room with area of 12,000m2 6. Construction of racks 7. Construction of server rooms 8. Construction of an administrative office 9. Construction of parking facilities 10. Installation of equipment and safety and security systems | Heating, ventilation and air conditioning (HVAC) |  |  | March 27, 2026 - We have not been able to obtain further updates on this project. We have retained the same project stage and amended the key dates accordingly. We will update the profile as soon as we obtain any new information. June 2025 - Planning activities are underway. January 2025 - QGSTCL announced plans to build an intelligent computing center in Ping'an District, Haidong City, Qinghai. | Information Unavailable |  | Not Funded / Unconfirmed | Private | Qinghai Gongchuang Shubo Technology Co Ltd
504106 | 337365 | 2026-03-27 02:12 | Datagrid/ Meridian Energy – Invercargill Hyperscale Data Center: Phase I – Southland | Datagrid/ Meridian Energy – Invercargill Hyperscale Data Center – Southland | https://construction.globaldata.com/Projects/Overview/504106 | Pre-Design | Sub | 500 | 2020 Q4 | 2026 Q3 | 2028 Q4 | Asia-Pacific | New Zealand | Southland | Invercargill | Invercargill |  | Commercial & Leisure | Data Center | Data Center |  | Medium | New | Onshore | Datagrid and Meridian Energy Ltd (Meridian) are constructing a hyperscale data center in Makarewa, Invercargill, Southland, New Zealand. The project involves the construction of a 78,000m2 data center with a consumption capacity of 280MW. It includes the construction of server rooms, data halls, office space, parking facilities, and the installation of equipment, generators, safety, and security systems. The data center will focus on supporting artificial intelligence (AI) applications, which demand high computing density. The facility will be powered by the Manapouri hydropower scheme and will use natural climate for cooling. Upon completion, the University of Otago will be the anchor tenant for the project. Datagrid New Zealand signed a long-term 140MW renewable energy Power Purchase Option Agreement (PPOA) with Mercury to secure electricity for the project. The facility is designed with a targeted power usage effectiveness (PUE) below 1.1 Construction is expected to be completed by 2028. | -46.4 | 168.35 | The project involves the construction of a 78,000m2 data center with a consumption capacity of 280MW in Invercargill, Southland, New Zealand. The US$500 million project includes the following: 1. Construction of server rooms 2. Construction of data halls 3. Construction of office space 4. Construction of parking facilities 5. Installation of equipment 6. Installation of generators 7. Installation of safety and security systems | Heating, ventilation and air conditioning (HVAC); Hyperscale Data Center |  |  | March 2026 - The Datagrid has received approvals from the Southland District Council, Environment Southland, and Invercargill City Council. January 2026 - The project is awaiting approvals. April 2025 - The project awaiting appropvals. January 2025 - Datagrid has applied for consent approvals in accordance with the Fast-Track Approvals Act. July 2024 - The capacity of the data center increased to 240MW. December 2022 - Datagrid has lodged a consent application with the Southland District Council for the project. Q4 2020 - Datagrid and Meridian announced plans to build a data center in Invercargill. | Major Authority Clearance Received | 3 | Not Funded / Unconfirmed | Private | Datagrid;Meridian Energy Ltd
337365 | 337365 | 2026-03-27 02:11 | Datagrid/ Meridian Energy – Invercargill Hyperscale Data Center – Southland | Datagrid/ Meridian Energy – Invercargill Hyperscale Data Center – Southland | https://construction.globaldata.com/Projects/Overview/337365 | Pre-Design | Parent | 2000 | 2020 Q4 | 2026 Q3 | 2030 Q4 | Asia-Pacific | New Zealand | Southland | Invercargill | Invercargill |  | Commercial & Leisure | Data Center | Data Center |  | Medium | New | Onshore | Datagrid and Meridian Energy Ltd (Meridian) are planning to construct a hyperscale data center park between Taylor Rd and Flora Rd East in Makarewa, Invercargill, Southland, New Zealand. The project involves the construction of a 97,500m2 data center with a capacity of 1,000MW on 49ha of land. It includes the construction of server rooms, meeting rooms, administrative space, and parking facilities, the installation of generators, equipment, and cooling systems, safety and security systems, and the laying of two submarine cables. It will be developed into two phases. Phase one involves the construction of a 280MW. The data center will focus on supporting artificial intelligence (AI) applications, which demand high computing density. The facility will be powered by the Manapouri hydropower scheme and will use the natural climate for cooling. Upon completion, the University of Otago will be the anchor tenant for the project. Datagrid New Zealand signed a long-term 140MW renewable energy Power Purchase Option Agreement (PPOA) with Mercury to secure electricity for the project. The facility is designed with a targeted power usage effectiveness (PUE) below 1.1 Construction of the first phase is expected to be completed by 2028. | -46.4 | 168.35 | The project involves the construction of a 97,500m2 data center with a capacity of 1,000MW on 49ha of land in Invercargill, Southland, New Zealand. The US$2,000 million project includes the following: 1. Construction of server rooms 2. Construction of meeting rooms 3. Construction of administrative space 4. Construction of parking facilities 5. Installation of generators 6. Installation of equipment and cooling systems 7. Installation of safety and security systems 8. Laying of two submarine cables | Heating, ventilation and air conditioning (HVAC); Hyperscale Data Center |  |  | March 2026 - The Datagrid has received approvals from the Southland District Council, Environment Southland, and Invercargill City Council. January 2026 - The project is awaiting approvals. May 2025 - The project awaiting approvals. January 2025 - Datagrid has applied for consent approvals in accordance with the Fast-Track Approvals Act. August 2024 - Scope of the work has been increased. April 2024 - Planning activties are underway. April 2023 - Planning activites are underway. December 2022 - Datagrid has lodged a consent application with Southland District Council for the project. January 2022 - Datagrid acquired 43ha of land for the construction of datacenter. July 2021 - Planning activities are underway. Q4 2020 - Datagrid and Meridian announced plans to build a data center in Invercargill. | Major Authority Clearance Received | 3 | Not Funded / Unconfirmed | Private | Datagrid;Meridian Energy Ltd
524082 | 524082 | 2026-03-27 01:37 | Digital Realty – PAR11 Data Center – Ile-de-France | Digital Realty – PAR11 Data Center – Ile-de-France | https://construction.globaldata.com/Projects/Overview/524082 | Construction Complete | Parent | 170 | 2020 Q2 | 2024 Q1 | 2025 Q4 | Europe | France | Ile-de-France | Paris | Paris Digital Park, 2 Ave Marcel Cachin Bldg 3, La Courneuve | 93120 | Commercial & Leisure | Data Center | Data Center |  |  | New | Onshore | Interxion, a subsidiary of Digital Realty Trust Inc, undertook the construction of a Tier IV colocation data center in Paris, Ile-de-France, France. The project involved the construction of an 8,878m2 data center with a consumption capacity of 19.2MW. It included data halls, racks, conference rooms, break rooms, computer rooms, meet-me rooms, server rooms and parking spaces, and the installation of safety and security systems. The facility was committed to operating on 100% renewable energy. It utilizes a free cooling system with N+1 cooling redundancy. It has 2N+1 UPS and a diesel generator for power backup. Mercury Engineering Ltd was appointed as the main contractor, Arcora as the consulting engineer and DK Architectes as the architect for the project. It was designed to meet DSS PCI, ISO 14001, ISO 22301, ISO 27001, ISO 45001 and ISO 50001 certificates. | 48.9274 | 2.3986 | The project involved the construction of an 8,878m2 data center with a consumption capacity of 19.2MW in Paris, Ile-de-France, France. The US$170 million project included the following: 1. Construction of data halls 2. Construction of conference rooms 3. Construction of break rooms 4. Construction of server rooms 5. Construction of a substation 6. Construction of meet-me rooms 7. Construction of parking spaces 8. Installation of UPS/generators 9. Installation of safety and security systems | Colocation Data Center; Green data center; Heating, ventilation and air conditioning (HVAC); Tier 4 Data Center |  |  | October 2025 - Construction works completed. July 2025 - Construction works are underway. December 2024 - Construction works are underway. April 2024 - Construction works are underway. Q1 2024 - Construction works commenced. Q2 2020 - Digital Realty announced plans to build a data center in Paris. | Construction Completed | 5 | Not Funded / Unconfirmed | Private | Digital Realty Trust Inc | Mercury Engineering Ltd | DK Architectes Sarl | Arcora
473011 | 473011 | 2026-03-26 18:26 | CyrusOne – MIL1 Data Center – Lombardy | CyrusOne – MIL1 Data Center – Lombardy | https://construction.globaldata.com/Projects/Overview/473011 | Execution | Parent | 300 | 2024 Q1 | 2026 Q1 | 2029 Q4 | Europe | Italy | Lombardy | Milan | Via Reggio Emilia, 39, Segrate | 20054 | Commercial & Leisure | Data Center | Data Center |  |  | New | Onshore | CyrusOne is undertaking the construction of a colocation data center in Milan, Lombardy, Italy. The project involves the construction of a 9,000m2, three-story, 27MW data center on 7.48ha of land. It includes the construction of data halls, office space, server rooms, control rooms, cooling infrastructure, and parking space, and the installation of elevators, safety, and security systems. It is being developed in three phases, with 9MW on each story of the building. The facility will utilize 100% renewable energy as a power source. It will use N+1 free cooling air-cooled chillers with computer room air handling units at N+2 per data hall, and chilled water circulation pumps N+1. It is equipped with a 9MW block redundant topology with 7 independent and compartmentalized power blocks, and a block redundant UPS topology with a 1500kW UPS system per power stream. It has a PUE of <1.3. The project aims to achieve a BREEAM certification, ISO 14001 Environmental Management, ISO 27001 Information Security Management, ISO 9001 Quality Management and ISO 50001. Lombardini22 has been appointed as a design consultant, Turner & Townsend as a consultant, Reid Brewin Architects as the architect, Ramboll as an engineering consultant, and DESPE S.p.A. as the contractor. The first phase is expected to be completed by 2027. | 45.4626 | 9.0129 | The project involves the construction of a 9,000m2, three story, 27MW data center on 7.48ha of land in Milan, Lombardy, Italy. The US$300 million project includes the following: 1. Construction of data halls 2. Construction of office space 3. Construction of server rooms 4. Construction of control rooms 5. Construction of cooling infrastructure 6. Construction of parking space 7. Installation of elevators 8. Installation of safety and security systems | BREEAM; Colocation Data Center; Heating, ventilation and air conditioning (HVAC) |  |  | March 2026 - A groundbreaking ceremony was held marking the start of construction. March 2026 - Demolition and remediation works are underway. July 2025 - Planning activities are underway. December 2024 - Planning activities are underway. Q4 2024 - CyrusOne announced plans to build a data center in Milan. | Construction Commenced | 4 | Not Funded / Unconfirmed | Private | CyrusOne Inc | DESPE SpA | Lombardini22 SpA;Reid Brewin Architects | Ramboll Group AS;Turner & Townsend Ltd
512141 | 512141 | 2026-03-26 17:32 | EdgeConneX – Licking County Data Center Campus – Ohio | EdgeConneX – Licking County Data Center Campus – Ohio | https://construction.globaldata.com/Projects/Overview/512141 | Planning | Parent | 500 | 2024 Q4 | 2027 Q1 | 2029 Q3 | North America | United States | Ohio |  | at 9850 Innovation Campus Way. | 43031 | Commercial & Leisure | Data Center | Data Center |  | Low | Redevelopment | Onshore | EdgeConneX Inc. (EdgeConneX) is planning to construct a colocation data center at 9850 Innovation Campus Way in Licking County, Ohio, the US. The project involves the construction of a 113,806m2 data center with a consumption capacity of 224MW on 109ha of land. It will be developed in two phases. It includes the construction of data halls, server rooms, a 7,432m2 energy center, substations, and the installation of gas-fired generators and safety and security systems. Phase One includes the conversion of a 48,730m2 warehouse building into an 80MW data center, and Phase Two includes the construction of a two-story 65,030m2 two 72MW data center buildings, as well as a separate 7,432m2 energy center with gas-fired generators. A 120MW natural gas plant is being built on the site to power the facility. EdgeConneX acquired the warehouse and property from VanTrust Real Estate for a total of US$137 million. Danis Construction LLC has been appointed as a general contractor, and Burr Computer Environments Inc. as a construction manager. | 40.0882 | -82.7275 | The project involves the construction of a 113,806m2 data center with a consumption capacity of 224MW on 109ha of land at 9850 Innovation Campus Way in Licking County, Ohio, the US. The US$500 million project includes the following: 1. Construction of data halls 2. Construction of server rooms 3. Construction of a 7,432m2 energy center 4. Construction of substations 5. Installation of gas-fired generators 6. Installation of safety and security systems | Colocation Data Center |  |  | March 2026 - Planning activities are underway. June 2025 - EdgeConnex submitted the project plans to the City of Albany. March 2025 - EdgeConneX bought the site from VanTrust Real Estate to develop the project. Q4 2024 - EdgeConneX announced plans to build a data center campus in Licking County. | No Major Development | 0 | Not Funded / Unconfirmed | Private | EdgeConneX Inc | Danis Construction LLC
491786 | 491786 | 2026-03-26 16:54 | Pioneer Dev – Project Cardinal Data Center Campus – Illinois | Pioneer Dev – Project Cardinal Data Center Campus – Illinois | https://construction.globaldata.com/Projects/Overview/491786 | Pre-Design | Parent | 19290 | 2024 Q4 | 2027 Q3 | 2035 Q4 | North America | United States | Illinois | Yorkville | northwest of Illinois Route 47 and Galena Road, south of Baseline Road, and east of Ashe Road |  | Commercial & Leisure | Data Center | Data Center |  | High | New | Onshore | Pioneer Development, LLC is planning to build a Tier IV data center campus on the Northwest corner of Galena Road and Bridge Street, Yorkville, Illinois, the US. The project involves the construction of a 1,579,352m2 data center campus with a capacity of 1,800MW in a 419.6ha area of land. It includes the construction of 14 two-story data center buildings, server rooms with racks, meeting rooms, two electric substations, a utility switchyard, stormwater detention basins, parking facilities, installation of elevators, power and cooling systems, and safety and security systems. The project will be developed in phases. Soundscape Engineering has been appointed as an acoustical consultant. The facility will be powered by renewable energy from the ComEd substation and utilize an air-cooled closed-loop system for cooling. It will use hydro-treated vegetable oil-fueled generators for power backup. In March 2026, Pioneer Development made an agreement with the Yorkville City Council to pay US$51 million over the course of the next four years of the project. Each phase includes the construction of one building, and will become operational within 24 months of ground breaking. Construction works on the first phase are expected to be completed by 2029. | 41.6479 | -88.5438 | The project involves the construction of a 1,579,352m2 data center campus with a capacity of 1,800MW in 419.6ha of land along the ComEd transmission station line off Eldamain Road in Yorkville, Illinois, the US. The US$3,600 million project includes the following: 1. Construction of 14 two-story data center buildings 2. Construction of server rooms with racks 3. Construction of meeting rooms 4. Construction of two electric substations 5. Construction of a utility switchyard 6. Construction of stormwater detention basins 7. Construction of parking facilities 8. Installation of elevators 9. Installation of power and cooling systems 10. Installation of safety and security systems | Elevator; Heating, ventilation and air conditioning (HVAC); Tier 4 Data Center |  |  | March 2026 - Pioneer Development received final approvals from the Yorkville City Council. November 2025 - Pioneer Development secured preliminary approval from the Yorkville City Council. August 2025 - Planning activities are underway. March 2025 - Pioneer submitted applications for requesting annexation, rezoning to M-2 General Manufacturing District, Planned Unit Development (PUD), and preliminary PUD plan approval to United City of Yorkville. Q4 2024 - Pioneer announced plans to build Project Cardinal in Yorkville. | Major Authority Clearance Received | 3 | Not Funded / Unconfirmed | Private | Pioneer Development LLC |  |  | Soundscape Engineering LLC
472357 | 472357 | 2026-03-26 16:41 | Stream Data Ctrs – Douglas County Data Center Campus – Georgia | Stream Data Ctrs – Douglas County Data Center Campus – Georgia | https://construction.globaldata.com/Projects/Overview/472357 | Planning | Parent | 960 | 2024 Q3 | 2027 Q1 | 2030 Q2 | North America | United States | Georgia | Douglasville | located northwest of the intersection of Veterans Memorial Highway and North Baggett Road, Douglas County |  | Commercial & Leisure | Data Center | Data Center |  | Low | New | Onshore | SDC ATLA, LLC, an affiliate of Stream U.S. Data Centers, LLC, is planning to build a hyperscale data centre campus in Douglas County, Georgia, the US. The project involves the construction of a 221,926m2 data centre with a consumption capacity of 240MW on 87.25ha of land. It includes the construction of eight data centre buildings, each spanning 13,870m2, a 26,588m2 substation, server rooms, control rooms, 55,518m2 stormwater infrastructure, 10,836m2 parking space, and an internal access road and the installation of network switches, routers, and safety and security systems. The facility draws power from the utility grid. Resource + Land Consultants has been appointed as an environmental consultant. | 33.7355 | -84.8104 | The project involves the construction of a 221,926m2, 240MW data centre campus on 87.25ha of land in Douglas County, Georgia, the US. The US$960 million project includes the following: 1. Construction of eight data center buildings 2. Construction of a 26,588m2 substation 3. Construction of server rooms 4. Construction of control rooms 5. Construction of 55,518m2 stormwater infrastructure 6. Construction of 1,18,151m2 access roads 7. Construction of a 10,836m2 parking space 7. Installation of network switches 8. Installation of routers 9. Installation of safety and security systems | Heating, ventilation and air conditioning (HVAC); Hyperscale Data Center |  |  | March 2026 - Planning activities are underway. October 2025 - The project requested a 401 Water Quality Certification in association with the Section 404 Individual Permit Application. August 2025 - Planning activities are underway. November 26, 2024 - Stream Data Centers submitted Developments of Regional Impact (DRI) information form to Douglas County Government. Q3 2024 - Stream Data Centers announced plans to build a data Center in Douglasville. | No Major Development | 0 | Not Funded / Unconfirmed | Private | Stream Data Centers |  |  | Resource and Environmental Consultants Ltd
537475 | 537475 | 2026-03-26 16:40 | NTT – PH10 Data Center Campus – Arizona | NTT – PH10 Data Center Campus – Arizona | https://construction.globaldata.com/Projects/Overview/537475 | Planning | Parent | 1400 | 2024 Q4 | 2026 Q4 | 2035 Q1 | North America | United States | Arizona | Mesa | 6321 S Ellsworth Road | 85212 | Commercial & Leisure | Data Center | Data Center |  | Low | New | Onshore | NTT Global Data Centers Americas (NTT Global) is planning to construct a hyperscale data center campus in Mesa, Arizona, the US. The project involves the construction of a 209,031m2 two-storey data center campus with a combined capacity of 324MW on 70ha of land. It includes the construction of seven buildings, data halls with racks, meeting rooms, office space, storage facilities and parking facilities, and the installation of elevators, power and cooling systems, safety and security systems. The project will be developed in multiple phases. The first data center building is scheduled to open in 2028. | 33.4125 | -111.8319 | The project involves the construction of a 209,031m2 two-storey data center campus with a combined capacity of 324MW on 70ha of land across seven buildings at 6321 S Ellsworth Road in Mesa, Arizona, the US. The US$1,400 million project includes the following: 1. Construction of data halls with racks 2. Construction of meeting rooms 3. Construction of office space 4. Construction of storage facilities 5. Construction of parking facilities 6. Installation of elevators 7. Installation of power and cooling systems 8. Installation of safety and security systems | Elevator; Heating, ventilation and air conditioning (HVAC); Hyperscale Data Center |  |  | March 2026 - Planning activities are underway. December 09, 2025 - NTT Global held a meeting with Mesa Design Review Board to discuss the landscaping and aesthetics of the project. September 2025 - Planning activities are underway. March 2025 - NTT Global acquired land on the northeast corner of Pecos and Crismon roads for the development of a data center campus. Q4 2024 - NTT Global announced plans for the construction of a data center campus in Mesa. | No Major Development | 0 | Not Funded / Unconfirmed | Private | NTT Global Data Centers Americas
537185 | 537185 | 2026-03-26 15:54 | TEECL – Noida Data Center Complex – Uttar Pradesh | TEECL – Noida Data Center Complex – Uttar Pradesh | https://construction.globaldata.com/Projects/Overview/537185 | Planning | Parent | 80 | 2025 Q2 | 2027 Q2 | 2030 Q4 | Asia-Pacific | India | Uttar Pradesh | Noida |  |  | Commercial & Leisure | Data Center | Data Center |  | Medium | New | Onshore | RailTel Corporation of India Ltd are undertaking the construction of a Tier III data center in Noida, Uttar Pradesh, India. The project involves the construction of a 30MW data center in a 17,000m2 area. It includes data halls, a substation, conference rooms, break rooms, meet-me rooms, server rooms and parking spaces, and the installation of generators, a cooling system, and safety and security systems. | 28.5221 | 77.237 | The project involves the construction of a 30MW data center in a 17,000m2 area in Noida, Uttar Pradesh, India. The US$80 million project includes the following: 1. Construction of data halls 2. Construction of conference rooms 3. Construction of break rooms 4. Construction of server rooms 5. Construction of a substation 6. Construction of meet-me rooms 7. Construction of parking spaces 8. Installation of generators 9. Installation of a cooling system 10. Installation of safety and security systems | Hyperscale Data Center |  |  | March 2026 - Planning activities are underway. September 2025 - Planning activities are underway. Q2 2025 - RailTel and TECL announced plans to build a data center in India. | No Major Development | 0 | Not Funded / Unconfirmed | Public/Private | RailTel corporation of India Ltd;Techno Electric & Engineering Co Ltd
525644 | 525644 | 2026-03-26 15:41 | Rowan Digital – Project Cinco Data Center – Texas | Rowan Digital – Project Cinco Data Center – Texas | https://construction.globaldata.com/Projects/Overview/525644 | Execution | Parent | 900 | 2024 Q1 | 2025 Q3 | 2027 Q4 | North America | United States | Texas | San Antonio | TX-132 & Co Rd 683, Lytle, Medina County | 78052 | Commercial & Leisure | Data Center | Data Center |  |  | New | Onshore | Rowan Digital Infrastructure is undertaking the construction of a hyperscale data center campus at TX-132 & Co Rd 683, Lytle in Medina County, San Antonio, Texas, the US. The project involves the construction of a data center campus with the power consumption capacity of 300MW on 180ha of land. It includes the construction of seven buildings, server rooms with racks, meeting rooms, office space, storage facilities and parking facilities, and the installation of power and cooling systems, safety and security systems. The project will be powered by renewable energy (hydro, solar, and wind). Turner Construction has been appointed as the main contractor. In February 2026, Rowan Digital secured US$550 million in financing from over 40 lenders. Construction work commenced in August 2025 and initial 60MW is expected will be operational in the first quarter of 2026. The campus is expected to be fully operational in 2027. | 29.2235 | -98.8291 | The project involves the construction of a data center campus with the power consumption capacity of 300MW on 180ha of land San Antonio, Texas, the US. The US$900 million project includes the following: 1. Construction of seven buildings 2. Construction of server rooms with racks 3. Construction of meeting rooms 4. Construction of office space 5. Construction of storage facilities 6. Construction of parking facilities 7. Installation of power and cooling systems 8. Installation of safety and security systems | Heating, ventilation and air conditioning (HVAC); Hyperscale Data Center |  |  | March 2026 - Construction works are underway. February 2026 - Rowan Digital secured US$550 million in financing. September 2025 - Construction works are underway. August 07, 2025 - Ground-breaking ceremony was held on the project site marking the start of construction. June 2025 - City of San Antonio approved the final site plan. May 2025 - Rowan submitted the site plan application to the City of San Antonio. June 2024 - Rowan started a community engagement to discuss about the developments plans. Q1 2024 - Rowan Digital Infrastructure Pty Ltd announced plans to build a data center campus in Medina County. | Project work on Schedule | 1 | Not Funded / Unconfirmed | Private | Rowan Digital Infrastructure Pty Ltd | Turner Construction Co
537053 | 537053 | 2026-03-26 15:08 | Google – Kronstorf Data Center – Upper Austria | Google – Kronstorf Data Center – Upper Austria | https://construction.globaldata.com/Projects/Overview/537053 | On Hold | Parent | 340 | 2018 Q4 | Awaiting Confirmation |  | Europe | Austria | Upper Austria |  | at Stöffelbauerstraße, Dietach |  | Commercial & Leisure | Data Center | Data Center | Overhead Lines |  | New | Onshore | Google is planning the construction of a data center in the municipality of Kronstorf, Linz-Land district, Upper Austria. The project involves the construction of a 150MW data center on a 50ha area, an administrative facility, a new 220kV electric substation, expansion of existing substations in the area between Ernsthofen and Kronstorf, server rooms, technical facilities, access roads, internal roads, parking facilities, and the installation of security systems, and the laying of a 380kV high-voltage line Initially, the project will have a capacity of 150MW, which could be increased to 1,000MW. The project is planned in three phases; details of the phases are yet to be disclosed. In 2008, Google purchased a 70ha site in Kronstorf to build a data center; however, the project plan was halted due to the company's internal issues. Later, the company failed to fulfil its contractual construction obligation, and the 20ha site was sold to a DM retail store. In 2018, the project development was revived. HELD & FRANCKE Baugesellschaft mbH has been appointed as the civil, excavation, and earthwork subcontractor. The scope of the contract includes the construction of access and internal roads, site preparation, and earthworks. IKP GmbH has been appointed as the lead consultant. Prangl Gesellschaft m b H has been appointed as the crane supply contractor. SiteLog GmbH has been appointed as the general contractor. Black & White Engineering has been appointed as the MEP, HVAC, and installation contractor. The project will create 100 full-time jobs in the operation and maintenance phase. The project has been put on hold due to irregularities in the labour law and compliance. | 48.1426 | 14.464 | The project involves the construction of a data center in the municipality of Kronstorf, Linz-Land district, Upper Austria. The US$340 million project includes the following: 1. Construction of a 150MW data center on a 50ha area 2. Construction of an administrative facility 3. Construction of a new 220kV electric substation 4. Expansion of existing substations in the area between Ernsthofen and Kronstorf 5. Construction of server rooms 6. Construction of technical facilities 7. Construction of access roads 8. Construction of parking facilities 9. Installation of security systems, and the laying of a 380kV high-voltage line | Colocation Data Center; Heating, ventilation and air conditioning (HVAC); Hyperscale Data Center |  |  | March 2026 - The project was put on hold due to irregularities in the contract awarding procedeure. February 2026 - The construction contract was awarded to SiteLog GmbH. January 2026 - Google obtained the construction permit. September 2025 - Administrative procedures and infrastructure works are underway. June 2024 - The sub-contract was awarded to HELD & FRANCKE Baugesellschaft mbH. March 2018 - Microsoft announced plans to build a data center in Kronstorf. | Project Put on Hold | -4 | Not Funded / Unconfirmed | Private | Google LLC | SiteLog GmbH |  | IKP GmbH;Volo zwei GmbH
506004 | 506004 | 2026-03-26 15:01 | RadiusDC – Nashville I Data Center – Tennessee | RadiusDC – Nashville I Data Center – Tennessee | https://construction.globaldata.com/Projects/Overview/506004 | Execution | Parent | 50 | 2025 Q1 | 2025 Q3 | 2026 Q4 | North America | United States | Tennessee | Nashville | 2902 and 2906 Brick Church Pike | TN 37207 | Commercial & Leisure | Data Center | Data Center |  |  | New | Onshore | RadiusDC is undertaking the construction of a colocation data center facility at 2902 and 2906 Brick Church Pike, Trinity Hills area of Nashville in Tennessee, the US. The project involves the construction of a 9,500m2 data center with a consumption capacity of 12MW on 4.8ha of land. It involves the construction of data halls, server rooms and a substation, and the installation of generators, a cooling system, and safety and security systems. DPR Construction has been appointed as the contractor. Construction works commenced in September 2025. | 36.2221 | -86.7882 | The project involves the construction of a 9,500m2 colocation data center with a capacity of 12MW on 4.8ha of land in Nashville, Tennessee, the US. The US$50 million project includes the following: 1. Construction of data halls 2. Construction of server rooms 3. Construction of a substation 4. Installation of generators 5. Installation of a cooling system 6. Installation of safety and security systems | Colocation Data Center |  |  | March 2026 - Construction activities are underway. September 2025 - Construction activities are underway. September 04, 2025 - A ground breaking ceremony was held, marking the start of construction. May 2025 - Planning activities are underway. Q1 2025 - RadiusDC announced plans to build a data center in Nashville. | Project work on Schedule | 1 | Partially Funded | Private | RadiusDC | DPR Construction Inc
536357 | 536357 | 2026-03-26 15:00 | Nxtra – Nxtra Bengaluru II Data Center – Karnataka | Nxtra – Nxtra Bengaluru II Data Center – Karnataka | https://construction.globaldata.com/Projects/Overview/536357 | Execution | Parent | 105 | 2020 Q1 | 2021 Q3 | 2026 Q4 | Asia-Pacific | India | Karnataka | Bengaluru |  | 560066 | Commercial & Leisure | Data Center | Data Center |  |  | New | Onshore | Nxtra Data Ltd, a subsidiary of Bharti Airtel Limited, is undertaking the construction of a Tier III edge data center called "Bengaluru II" in Bengaluru, Karnataka, India. The project involves the construction of a 41,806m2 data center with a consumption capacity of 40MW. It includes data halls, a substation, conference rooms, break rooms, meet-me rooms, server rooms and parking spaces, and the installation of 5,000 racks and safety and security systems. The facility has been committed to operating on renewable energy. It utilizes a liquid cooling system. It will have UPS and a generator for power backup. It has been designed to meet LEED Gold and IGBC Green certification standards. | 12.9804 | 77.7248 | The project involves the construction of a 41,806m2 data center with a consumption capacity of 40MW in Bengaluru, Karnataka, India. The US$105 million project includes the following: 1. Construction of data halls 2. Construction of conference rooms 3. Construction of break rooms 4. Construction of server rooms 5. Construction of a substation 6. Construction of meet-me rooms 7. Construction of parking spaces 8. Installation of UPS/generators 9. Installation of 5,000 racks 10. Installation of safety and security systems | Edge Data Center; Green data center; Heating, ventilation and air conditioning (HVAC); LEED; Tier 3 Data Center |  |  | March 26, 2026 - We have not been able to obtain further updates on this project. We have retained the same project stage and amended the key dates accordingly. We will update the profile as soon as we obtain any new information. August 2025 - Construction works are underway. March 2023 - Construction works are underway. September 2022 - Construction works are underway. September 2021 - Construction works are underway. Q1 2020 - Nxtra announced plans to build a data center in India. | Information Unavailable |  | Not Funded / Unconfirmed | Private | Nxtra Data Ltd
372204 | 372204 | 2026-03-26 14:50 | AdaniConneX – Rajarhat Hyperscale Data Center – West Bengal | AdaniConneX – Rajarhat Hyperscale Data Center – West Bengal | https://construction.globaldata.com/Projects/Overview/372204 | Planning | Parent | 1028 | 2022 Q2 | 2027 Q2 | 2030 Q1 | Asia-Pacific | India | West Bengal | Kolkata | Bengal Silicon Valley, Rajarhat |  | Commercial & Leisure | Data Center | Data Center |  | Low | New | Onshore | AdaniConneX Data Center (ACDC) is planning to construct a hyperscale data center at Bengal Silicon Valley, Rajarhat in Kolkata, West Bengal, India. The project involves the construction of a 209,425m2 data centre on 20ha of land. It includes the construction of server rooms, meeting rooms, administrative space, parking spaces, and the installation of generators, cooling systems, safety and security systems. The project will be powered by renewable energy. It will create around 3,000 direct and indirect jobs. | 22.6254 | 88.413 | The project involves the construction of a 209,425m2 data centre on 20ha of land in Kolkata, West Bengal, India. The US$1,028 million project includes the following: 1. Construction of server rooms 2. Construction of meeting rooms 3. Construction of administrative space 4. Construction of parking spaces 5. Installation of generators 6. Installation of cooling systems 7. Installation of safety and security systems | Heating, ventilation and air conditioning (HVAC); Hyperscale Data Center |  |  | March 2026 - Planning activities are underway. June 2025 - Planning activities are underway. August 2024 - Planning activities are underway. February 07, 2024 - We have not been able to obtain further updates on this project. We have retained the same project stage and amended the key dates accordingly. We will update the profile as soon as we obtain any new information. March 2023 - Planning activities are underway. Q2 2022 - AdaniConneX announced a plan to build a hyper-scale data center in Kolkata. | No Major Development | 0 | Not Funded / Unconfirmed | Private | AdaniConnex Pvt Ltd
219868 | 219868 | 2026-03-26 14:44 | Quality Tech – Las Colinas Data Center Expansion – Texas | Quality Tech – Las Colinas Data Center Expansion – Texas | https://construction.globaldata.com/Projects/Overview/219868 | Execution | Parent | 78 | 2017 Q1 | 2017 Q3 |  | North America | United States | Texas | Irving | 6431 Longhorn Drive | 75063 | Commercial & Leisure | Data Center | Data Center | Office Buildings; Parking Facilities |  | Expansion | Onshore | Quality Technology Services Holding LLC (QTS) is undertaking the expansion of the Las Colinas data center facility in Texas, the US. The project involves the expansion of the existing data center facilities by adding more data centers with 65,032m2 space on a 22.5ha area with 75.2MW capacity. It includes the construction of 1,672m2 office space, two data halls, administrative space, and parking facilities, and the installation of 18 generators at 45MW, chillers, and safety and security systems. The facility has been designed to meet LEED Gold certification. Holder Construction has been appointed as the general contractor, AG&E Structural Engenuity as the structural engineer, and Walker Engineer as the consulting engineer. In the third quarter of 2017, construction activities commenced. | 32.8971 | -96.983 | The project involves the expansion of the existing data center facilities by adding more data centers with 65,032m2 space on a 22.5ha area with 75.2MW capacity in Texas, the US. The US$78 million project includes the following: 1. Construction of 1,672m2 office space 2. Construction of two data halls 3. Construction of administrative space 4. Construction of parking facilities 5. Installation of chillers 6. Installation of 18 generators at 45MW 7. Installation of safety and security systems | Colocation Data Center; LEED | A data center is being expanded at 6431 Longhorn Drive in Irving. The project aims to provide better IT infrastructure facilities in the region and will make the Las Colinas site one of the largest data center campuses in the US. In 2013, QTS purchased the former 65,032m2 semiconductor manufacturing plant on Longhorn Drive in Irving and converted it to a data center in 2014. In 2017, QTS paid US$50 million for Health Care Services’ data center on Park Vista Boulevard in the 7,284-ha Alliance Texas development in North Fort Worth. This site also includes land for major expansion. It is a colocation data center. |  | March 26, 2026 - We have not been able to obtain further updates on this project. We have retained the same project stage and amended the key dates accordingly. We will update the profile as soon as we obtain any new information. July 25, 2025 - We have not been able to obtain further updates on this project. We have retained the same project stage and amended the key dates accordingly. We will update the profile as soon as we obtain any new information. September 23, 2024 - We have not been able to obtain further updates on this project. We have retained the same project stage and amended the key dates accordingly. We will update the profile as soon as we obtain any new information. October 31, 2023 - We have not been able to obtain further updates on this project. We have retained the same project stage and amended the key dates accordingly. We will update the profile as soon as we obtain any new information. December 16, 2022 - We have not been able to obtain further updates on this project. We have retained the same project stage and amended the key dates accordingly. We will update the profile as soon as we obtain any new information. December 27, 2021 - We have not been able to obtain further updates on this project. We have retained the same project stage and amended the key dates accordingly. We will update the profile as soon as we obtain any new information. September 2021 - Construction activities are underway. April 2021 - Construction activities are underway. October 2020 - Construction activities are underway. August 2020 - Construction activities are underway. August 2019 - Construction activities are underway. October 10, 2018 - We have not been able to obtain further updates on this project. We have retained the same project stage and amended the key dates accordingly. We will update the profile as soon as we obtain any new information. April 2018 - Construction activities are underway. Q2 2018 - Construction activities are underway. Q3 2017 - Construction activities were commenced. Q3 2017 - Planning activities are underway. Q1 2017 - QTS announces its plans to expand the Las Colinas data center in Irving. | Information Unavailable |  | Not Funded / Unconfirmed | Private | Quality Technology Services Holding LLC | Holder Construction Co |  | AG&E Structural Engenuity;WALKER ENGINEERING, INC.
413325 | 413325 | 2026-03-26 14:37 | MoST Poland – National Data Processing Center Program – Poland | MoST Poland – National Data Processing Center Program – Poland | https://construction.globaldata.com/Projects/Overview/413325 | Planning | Program | 280 | 2022 Q2 | 2026 Q4 | 2029 Q4 | Europe | Poland |  |  |  |  | Commercial & Leisure | Data Center | Data Center |  | Low | New | Onshore | The Ministry of State Treasury of Poland is planning to build a national data processing center called KCPD in Poland. The program involves the construction of three 2,000m2 data centers. It includes the construction of data halls, office space, conference rooms, break rooms, server rooms, and parking spaces, and the installation of generators, cooling systems, safety and security systems. The data centers will be fully compliant with the European Code of Conduct on Data Center Energy Efficiency while also opening up colocation opportunities and expanding Poland's existing systems. It will be built in accordance with the PN-EN 50600 standard. The KCPD is to be implemented as part of the National Recovery and Resilience Plan, and will be largely powered by renewable energy using hydrogen technology. In February 2024, the Centre for Digital Poland Projects and the Ministry of Digitalisation signed an agreement to support the project. In September 2025, the project received US$220 million in funding through European Funds for Digital Development (FERC) under the European Regional Development Fund. | 51.8684 | 14.6489 | The program involves the construction of a national data processing center (KCPD) with three 2,000m2 facilities in Poland. The US$280 million program includes the following: 1. Construction of data halls 2. Construction of office space 3. Construction of conference rooms 4. Construction of break rooms 5. Construction of server rooms 6. Construction of parking spaces 7. Installation of generators 8. Installation of cooling systems 9. Installation of safety and security systems | Enterprise Data Center; Green data center; Heating, ventilation and air conditioning (HVAC) | [5 empty] | Not Funded / Unconfirmed | Public | Ministry of State Treasury of Poland
345184 | 232203 | 2026-03-26 14:32 | Dc Blox DC – High Point Tier III Data Center – North Carolina | Dc Blox DC – US Data Centers Development Program – United States | https://construction.globaldata.com/Projects/Overview/345184 | Planning | Parent | 305 | 2020 Q3 | 2026 Q4 | 2029 Q4 | North America | United States | North Carolina | High Point | Piedmont Parkway and Sheraton Court | 27410 | Commercial & Leisure | Data Center | Data Center | Office Buildings | Low | New | Onshore | DC BLOX Inc (DC BLOX) is planning to build a colocation data center at Piedmont Parkway and Sheraton Court in High Point, North Carolina, the US. The project involves the construction of a 5,000m2 data center with a consumption capacity of 18MW on 5.6ha of land. It includes the construction of data halls, a 622m2 office space, server rooms, conference rooms, break rooms, and parking facilities, and the installation of equipment, safety, and security systems. In May 2021, DC Blox purchased the property for US$1.5 million. | 36.0539 | -79.9548 | The project involves the construction of a 5,000m2 data center with a consumption capacity of 18MW on 5.6ha of land in High Point, North Carolina, the US. The US$305 million project includes the following: 1. Construction of data halls 2. Construction of a 622m2 office space 3. Construction of server rooms 4. Construction of conference rooms 5. Construction of break rooms 6. Construction of parking facilities 7. Installation of equipment 8. Installation of safety and security systems | Colocation Data Center; Heating, ventilation and air conditioning (HVAC); Tier 3 Data Center | A Tier III data center is planned in High Point, North Carolina. The project aims to provide an advanced data center facility to become a dynamic location for tech companies and serve the Carolina Core/Piedmont Triad region. When complete, the facility will be interconnected to DC BLOX’s fully redundant network infrastructure with a 99.999% uptime Service Level Agreement (SLA). |  | March 2026 - Planning activities are underway. September 2025 - Planning activities are underway. December 2024 - Planning activities are underway. December 2023 - Planning activities are underway. April 20, 2022 - We have not been able to obtain further updates on this project. We have retained the same project stage and amended the key dates accordingly. We will update the profile as soon as we obtain any new information. May 2021 - DC Blox purchased the property for US$1.5 million. Q3 2020 - DC Blox announced plans to build a tier III data center in High Point. | No Major Development | 0 | Not Funded / Unconfirmed | Private | Dc Blox Data Centers
383625 | 383625 | 2026-03-26 14:06 | CloudHQ – CloudHQ Chaska Data Center – Minnesota | CloudHQ – CloudHQ Chaska Data Center – Minnesota | https://construction.globaldata.com/Projects/Overview/383625 | Planning | Parent | 1000 | 2022 Q1 | 2028 Q1 | 2030 Q4 | North America | United States | Minnesota | Chaska | 2007 Schoolmaster Drive. | 55318 | Commercial & Leisure | Data Center | Data Center |  | Low | New | Onshore | CloudHQ is planning to build a data center at 2007 Schoolmaster Drive in Chaska, Minnesota, the US. The project involves the construction of a 130,064m2, two-story data center with a consumption capacity of 200MW on 29ha of land. It includes the construction of a substation, office space, server rooms, related facilities, and parking spaces, and the installation of optical cables and safety and security systems. Kimley-Horn and Associates, Inc. has been appointed as the planner and design consultant. In October 2024, CloudHQ LLC secured the preliminary site approval from the Chaska Planning Commission and City Council. | 44.8108 | -93.6331 | The project involves the construction of a 130,064m2, two-story data center with a consumption capacity of 200MW on 29ha of land in Minneapolis, Minnesota, the US. The US$1,000 million project involves the following: 1. Construction of a substation 2. Construction of office space 3. Construction of server rooms 4. Construction of related facilities 5. Construction of parking spaces 6. Installation of optical cables 7. Installation of safety and security systems | Heating, ventilation and air conditioning (HVAC); LEED |  |  | March 2026 - The project is awaiting final planning approvals from the City of Chaska, Minnesota. August 2025 - Planning activities are underway. September 2024 - Planning activities are underway. January 2024 - The project is awaiting approval for conditional use permit for land excavation. July 2023 - Planning activities are underway. January 2023 - The city council is in process of reviewing environmental assessments for the development. November 2022 - CloudHQ is in the process of seeking final site plan approval from the Chaska City Council. August 2022 - CloudHQ received approval for the concept plan from the Chaska City Council. Q1 2022 - CloudHQ announced plans to build a data center in Chaska. | Project Awaiting Approvals | 0 | Not Funded / Unconfirmed | Private | CloudHQ LLC |  | Kimley-Horn and Associates Inc | Kimley-Horn and Associates Inc
400429 | 400429 | 2026-03-26 14:05 | DCI Indo/ Salim Group – DCI H3 Sky Bintan Data Center – Riau Islands | DCI Indo/ Salim Group – DCI H3 Sky Bintan Data Center – Riau Islands | https://construction.globaldata.com/Projects/Overview/400429 | Planning | Program | 30000 | 2023 Q1 | 2027 Q1 | 2032 Q4 | Asia-Pacific | Indonesia | Riau Islands |  | Bintan |  | Commercial & Leisure | Data Center | Data Center |  | Low | New | Onshore | PT DCI Indonesia Tbk (DCI Indo) and Salim Group are planning to build a hyperscale data center in Bintan, Riau Islands, Indonesia. The program involves the construction of a data center with a consumption capacity of 1,000MW. It includes the construction of server rooms, meeting rooms, administrative space, and parking facilities, and the installation of equipment and safety and security systems. The facility has been committed to operating on renewable energy. | 1.0197 | 104.5698 | The program involves the construction of a data center with a consumption capacity of 1,000MW in Bintan, Riau Islands, Indonesia. The US$30,000 million program includes the following: 1. Construction of server rooms 2. Construction of meeting rooms 3. Construction of administrative space 4. Construction of parking facilities 5. Installation of equipment 6. Installation of safety and security systems | Heating, ventilation and air conditioning (HVAC); Hyperscale Data Center | [5 empty] | Not Funded / Unconfirmed | Private | PT DCI Indonesia Tbk;Salim Group
440456 | 440456 | 2026-03-26 13:29 | AirTrunk – Lane Cove West Data Center – New South Wales | AirTrunk – Lane Cove West Data Center – New South Wales | https://construction.globaldata.com/Projects/Overview/440456 | Design | Parent | 130 | 2023 Q2 | 2027 Q2 | 2028 Q4 | Asia-Pacific | Australia | New South Wales | Sydney | 1 and 1a Apollo Place, 1 Sirius Road, Lane Cove West |  | Commercial & Leisure | Data Center | Data Center |  | High | Redevelopment | Onshore | Airtrunk Pty Ltd (AirTrunk) is planning the construction of a data center at 1 and 1a Apollo Place, 1 Sirius Road, Lane Cove West, Sydney, New South Wales, Australia. The project involves the construction of a 32.68m high four-story data center with a capacity of 45MW on 4.47ha of land. It includes the construction of an ancillary office, diesel storage and diesel generators, data halls, server rooms, control rooms, and 65 car parking spaces, and the installation of elevators and safety and security systems. The data center will be located next to the SYD2 Sydney North data center. Greenbox Architecture has been appointed as the architect, and EMKC3 as a construction project consultant. In October 2025, the NSW State Government has approved the plans for the data center. | -33.8084 | 151.1461 | The project involves the construction of a data center with a capacity of 45MW on 4.47ha of land in Sydney, New South Wales, Australia. The US$130 million (AUD200 million) project includes the following: 1. Construction of an ancillary office 2. Construction of diesel storage and diesel generators 3. Construction of data halls 4. Construction of server rooms 5. Construction of control rooms 6. Construction of 65 car parking spaces 7. Installation of elevators 8. Installation of safety and security systems |  |  |  | March 2026 - Design activities are underway. October 2025 - Lane Cove West data center has received approvals from the NSW State Government. September 2025 - The planning discussions are ongoing with the Government. June 2024 - AirTrunk is awaiting planning approvals. February 08, 2024 - AirTrunk submitted a planning application to New South Wales Council. Q2 2023 - AirTrunk announced plans to build a data center in Lane Cove. | Project work on Schedule | 1 | Not Funded / Unconfirmed | Private | AirTrunk Operating Pty Ltd |  | Greenbox Architecture | EMKC3;Willowtree Planning Pty Ltd
467902 | 467902 | 2026-03-26 13:29 | Rustomjee Con – Thane Data Center – Maharashtra | Rustomjee Con – Thane Data Center – Maharashtra | https://construction.globaldata.com/Projects/Overview/467902 | Planning | Parent | 100 | 2024 Q3 | 2027 Q1 | 2029 Q3 | Asia-Pacific | India | Maharashtra | Thane | Suburb of Mumbai | 400601 | Commercial & Leisure | Data Center | Data Center |  | Low | New | Onshore | Rustomjee Constructions Pvt Ltd (Rustomjee) is planning to build data centers in Thane, Maharashtra, India. The project involves the construction of data centers on 46ha of land. It includes the construction of server rooms, meeting rooms, administrative spaces, parking facilities, the installation of equipment and cooling systems, and safety and security systems. | 19.197 | 72.9635 | The project involves the construction of data centers on 46ha of land in Thane, Maharashtra, India. The US$100 million project includes the following: 1. Construction of server rooms 2. Construction of meeting rooms 3. Construction of administrative space 4. Construction of parking facilities 5. Installation of equipment 6. Installation of cooling systems 7. Installation of safety and security systems | Artificial Intelligence; Colocation Data Center; Heating, ventilation and air conditioning (HVAC) |  |  | March 2026 - The project is in early stages of planning. November 2025 - The project is in early stages of planning. August 2025 - Planning activities are underway. Q3 2024 - Rustomjee announced plans to build data centers in Thane. | No Major Development | 0 | Not Funded / Unconfirmed | Private | Rustomjee Constructions Pvt Ltd
331910 | 331910 | 2026-03-26 13:29 | Actis/ GS Engg – Seoul Data Center – Seoul | Actis/ GS Engg – Seoul Data Center – Seoul | https://construction.globaldata.com/Projects/Overview/331910 | Planning | Parent | 315 | 2020 Q3 | Awaiting Confirmation |  | Asia-Pacific | South Korea | Seoul | Seoul | Pyeongchon Cluster | 100-011 | Commercial & Leisure | Data Center | Data Center |  | Low | New | Onshore | Actis LLP and GS Engineering & Construction Corp are planning to construct a data center in Seoul, South Korea. The project involves the construction of an eight-story data center with a consumption capacity of 21MW. It includes the construction of server rooms, 1,600 high-density racks for CSP clients, 400 low-density racks, parking spaces, internal access roads, the installation of equipment and cooling systems, elevators, and safety and security systems. | 37.566 | 126.9784 | The project involves the construction of an eight-story data center with a consumption capacity of 21MW in Seoul, South Korea. The US$315 million project includes the following: 1. Construction of server rooms 2. Construction of 1,600 high-density racks for CSP clients 3. Construction of 400 low-density racks 4. Construction of parking spaces 5. Construction of internal access roads 6. Installation of equipment and cooling systems 7. Installation of elevators 8. Installation of safety and security systems | Elevator; Heating, ventilation and air conditioning (HVAC); Hyperscale Data Center; Potential E&E; Tier 3 Data Center | An internet data center (IDC) is planned to be built at Pyeongchon Cluster in Seoul. The project aims to provide seamless connectivity, with a vibrant community of domestic and internal bandwidth and data service providers, internet transit, and multiple internet access services. Upon completion, the project will be the 10th data center for GS E&C. The project will be built under Tier 3 standards. Actis will take 75% while GS E&C, the construction arm of GS Group, takes 25% in the joint venture. |  | March 2026 - We have not been able to obtain further updates on this project. We have retained the same project stage and amended the key dates accordingly. We will update the profile as soon as we obtain any new information. August 04, 2025 - We have not been able to obtain further updates on this project. We have retained the same project stage and amended the key dates accordingly. We will update the profile as soon as we obtain any new information. November 15, 2024 - We have not been able to obtain further updates on this project. We have retained the same project stage and amended the key dates accordingly. We will update the profile as soon as we obtain any new information. April 23, 2024 - We have not been able to obtain further updates on this project. We have retained the same project stage and amended the key dates accordingly. We will update the profile as soon as we obtain any new information. September 19, 2023 - We have not been able to obtain further updates on this project. We have retained the same project stage and amended the key dates accordingly. We will update the profile as soon as we obtain any new information. March 2023 - Planning activities are underway. January 2023 - Planning activities are underway. May 2022 - Planning activities are underway. September 2021 - Planning activities are underway. July 2021 - Planning activities are underway. January 2021 - The project is in its early stages of development. Q3 2020 - GS Engineering & Construction Corp and Actis LLP announced a plan to build a data center in Seoul. | Information Unavailable |  | Not Funded / Unconfirmed | Private | Actis LLP;GS Engineering & Construction Corp
536719 | 491029 | 2026-03-26 13:29 | L&T – Panvel Data Center – Maharashtra | L&T – L&T Data Centers Development Program – India | https://construction.globaldata.com/Projects/Overview/536719 | Planning | Parent | 85 | 2024 Q4 | 2027 Q1 | 2029 Q4 | Asia-Pacific | India | Maharashtra | Panvel |  |  | Commercial & Leisure | Data Center | Data Center |  | Low | New | Onshore | Larsen & Toubro (L&T) is planning to build a data center in Panvel, Maharashtra, India. The project involves the construction of a data center with a consumption capacity of 30MW on 2.8ha of land. It includes data halls, office space, conference rooms, a substation, break rooms and parking spaces, and the installation of racks and safety and security systems. The facility will utilize an advanced cooling system. It will have UPS and generators for power backup. The construction works are scheduled to be completed in 2029. The facility is a part of the L&T Data Centers Development Program. | 18.989 | 73.0732 | The project involves the construction of a data center with a consumption capacity of 30MW on 2.8ha of land in Panvel, Maharashtra, India. The US$85 million project includes the following: 1. Construction of data halls 2. Construction of a substation 3. Construction of system rooms 4. Construction of break rooms 5. Construction of server rooms 6. Construction of parking spaces 7. Installation of UPS/generators 8. Installation of racks 9. Installation of safety and security systems |  |  |  | March 2026 - The project is in early stages of planning. January 2026 - The project is in early stages of planning. August 2025 - Planning activities are underway. March 2025 - Planning activities are underway. October 2024 - L&T announced plans to build a data center in India. | No Major Development | 0 | Not Funded / Unconfirmed | Private | Larsen & Toubro Ltd
524081 | 524081 | 2026-03-26 13:26 | Digital Realty – PAR10 Data Center – Ile-de-France | Digital Realty – PAR10 Data Center – Ile-de-France | https://construction.globaldata.com/Projects/Overview/524081 | Construction Complete | Parent | 170 | 2020 Q2 | 2024 Q1 | 2025 Q4 | Europe | France | Ile-de-France | Paris | Paris Digital Park, 2 Ave Marcel Cachin Bldg 3, La Courneuve | 93120 | Commercial & Leisure | Data Center | Data Center |  |  | New | Onshore | Interxion, a subsidiary of Digital Realty Trust Inc, undertook the construction of a Tier IV colocation data center in Paris, Ile-de-France, France. The project involved the construction of an 8,878m2 data center with a consumption capacity of 19.2MW. It included data halls, racks, conference rooms, break rooms, computer rooms, meet-me rooms, server rooms and parking spaces, and the installation of safety and security systems. The facility was committed to operating on 100% renewable energy. It utilizes a free cooling system with N+1 cooling redundancy. It has a 2N+1 UPS and a diesel generator for power backup. Mercury Engineering Ltd was appointed as the main contractor, Arcora as the consulting engineer and DK Architectes as the architect for the project. It was designed to meet DSS PCI, ISO 14001, ISO 22301, ISO 27001, ISO 45001 and ISO 50001 certificates. | 48.9274 | 2.3986 | The project involved the construction of an 8,878m2 data center with a consumption capacity of 19.2MW in Paris, Ile-de-France, France. The US$170 million project included the following: 1. Construction of data halls 2. Construction of conference rooms 3. Construction of break rooms 4. Construction of server rooms 5. Construction of a substation 6. Construction of meet-me rooms 7. Construction of parking spaces 8. Installation of UPS/generators 9. Installation of safety and security systems | Colocation Data Center; Green data center; Heating, ventilation and air conditioning (HVAC); Tier 4 Data Center |  |  | October 2025 - The construction works completed. July 2025 - Construction works are underway. December 2024 - Construction works are underway. April 2024 - Construction works are underway. Q1 2024 - Construction works commenced. April 2020 - Digital Realty announced plans to build a data center in Paris. | Construction Completed | 5 | Not Funded / Unconfirmed | Private | Digital Realty Trust Inc | Mercury Engineering Ltd | DK Architectes Sarl | Arcora
446521 | 446521 | 2026-03-26 13:19 | CTC – Hengyang Intelligent Computing Center Phase I – Hunan | CTC – Hengyang Intelligent Computing Center Phase I – Hunan | https://construction.globaldata.com/Projects/Overview/446521 | Execution | Parent | 415 | 2024 Q1 | 2025 Q4 | 2028 Q1 | Asia-Pacific | China | Hunan | Hengyang |  |  | Commercial & Leisure | Data Center | Data Center |  |  | New | Onshore | China Telecommunications Corp. (China Telecom) is building an intelligent computing center in Hengyang, Hunan, China. The project involves the construction of an intelligent computing center on a 3.31ha site area. It also includes the construction of data rooms, server rooms, an administrative office, and parking facilities and the installation of equipment and safety and security systems. Hunan Post and Telecommunications Planning and Design Institute Co. Ltd has been appointed as the design consultant. EPC contract has been awarded to 3rd Construction Co. Ltd of China Construction 5th Engineering Bureau. | 26.8932 | 112.572 | The project involves the construction of an intelligent computing center on a 3.31ha site area in Hengyang, Hunan, China. The US$415 million (CNY3,000 million) project includes the following: 1. Construction of data rooms 2. Construction of server rooms 3. Construction of an administrative office 4. Construction of parking facilities 5. Installation of equipment and safety and security systems | Heating, ventilation and air conditioning (HVAC) |  |  | March 2026 - Construction activities are underway. April 2025 - Construction activities are underway. May 2024 - Study activities are underway. Q1 2024 - China Telecom announced plans to build an intelligent computing center in Hengyang, Hunan, China. | Project work on Schedule | 1 | Not Funded / Unconfirmed | Private | China Telecommunications Corporation | 3rd Construction Co Ltd Of China Construction 5th Engineering Bureau
368468 | 507981 | 2026-03-26 12:08 | Google – Council Bluffs Data Center Expansion – Iowa | Google – Cedar Rapids and Council Bluffs Data Centers Expansion Program – Iowa | https://construction.globaldata.com/Projects/Overview/368468 | Execution | Parent | 1350 | 2021 Q4 | 2023 Q3 | 2027 Q4 | North America | United States | Iowa | Council Bluffs | 10410 Bunge Avenue | 51503 | Commercial & Leisure | Data Center | Data Center |  |  | Expansion | Onshore | Google is expanding its existing data center in Council Bluffs, Iowa, the US. The project involves the construction of three data center buildings. It includes the construction of a server room, meeting rooms, an administrative building, a cafeteria and parking facilities, and the installation of safety and security systems. The expansion to the data center will support artificial intelligence and increase the cloud storage capabilities of the site, as demand for such services is growing. | 41.1687 | -95.7948 | The project involves the construction of three data center buildings on the existing data center site at 10410 Bunge Avenue in Council Bluffs, Iowa, the US. The US$1,350 million project includes the following: 1. Construction of a server room 2. Construction of meeting rooms 3. Construction of an administrative building 4. Construction of a cafeteria 5. Construction of parking facilities 6. Installation of safety and security systems | Hyperscale Data Center |  |  | March 2026 - Construction works are underway. June 2025 - Construction works are underway. February 2024 - Construction works are underway. Q3 2023 - Construction works commenced. April 2023 - Planning activities are underway. April 2022 - Planning activities are underway. Q4 2021 - Google announced plans for the construction of a data center in Council Bluffs, Iowa. | Project work on Schedule | 1 | Not Funded / Unconfirmed | Private | Google LLC
466467 | 466467 | 2026-03-26 12:07 | Princeton Digital – Mumbai MU1 Data Center Expansion – Maharashtra | Princeton Digital – Mumbai MU1 Data Center Expansion – Maharashtra | https://construction.globaldata.com/Projects/Overview/466467 | Execution | Parent | 500 | 2024 Q3 | 2024 Q4 | 2027 Q4 | Asia-Pacific | India | Maharashtra | Mumbai | Airoli |  | Commercial & Leisure | Data Center | Data Center |  |  | Expansion | Onshore | Princeton Digital Group (PDG) is undertaking to expansion of a Tier III hyperscaler data center campus in Mumbai, Maharashtra, India. The project involves the construction of three buildings with a power consumption capacity of 100MW on 6ha of land. It includes the construction of server rooms, data halls, meeting rooms, administrative facilities, and storage facilities, and the installation of equipment, and safety and security systems. The data center campus currently consists of two operational buildings with 50MW capacity. The expansion will take the campus to five buildings. The facility draws power from the utility grid. It utilises air cooled chillers cooling system with N+2 redundancy. It will have N+N redundancy for UPS and N+2 redundancy for diesel generators. The facility to provide secure and scalable data center capacity, catering to hyperscalers and large cloud and AI, content, commerce, and fintech companies in Mumbai. The project has been designed to meet the requirements for Indian Green Building Council (IGBC) Platinum certification. In July 2025, PDG secured US$160 million in green financing provided by Axis Bank, Kotak Mahindra Bank and Canara Bank. Construction of the first phase is scheduled to be completed by 2026. | 19.1601 | 72.9971 | The project involves the expansion of the existing MU1 data center campus with a power consumption capacity of 100MW on 6ha of land in Mumbai, Maharashtra, India. The US$500 million project includes the following: 1. Construction of three data center buildings 2. Construction of meeting rooms 3. Construction of data halls 4. Construction of server rooms 5. Construction of administrative facilities 6. Construction of storage facilities 7. Installation of equipment 8. Installation of safety and security systems | Heating, ventilation and air conditioning (HVAC); Hyperscale Data Center; Tier 3 Data Center |  |  | March 2026 - Construction works are underway. July 2025 - Construction works are underway on the first phase of expansion. September 2024 - The project is in early stage of development. September 2024 - Princeton Digital Group (PDG) has announced plans construct a data center in Mumbai. | Project work on Schedule | 1 | Partially Funded | Private | Princeton Digital Group
475907 | 475907 | 2026-03-26 11:23 | Private Dev – Luliang Baiyekou Intelligent Computing Data Center – Shanxi | Private Dev – Luliang Baiyekou Intelligent Computing Data Center – Shanxi | https://construction.globaldata.com/Projects/Overview/475907 | Planning | Parent | 27 | 2024 Q3 | 2026 Q4 | 2027 Q4 | Asia-Pacific | China | Shanxi |  | Dongpodi Township, Jiaocheng County. |  | Commercial & Leisure | Data Center | Data Center |  | Low | New | Onshore | Private Co. Ltd (PVT) is planning to build an intelligent computing center in Jiaocheng County, Luliang, Shanxi, China. The project involves the construction of a data center with a construction area of 300m2. It also includes the construction of data rooms, server rooms, an administrative office, an intelligent computing industry base, an intelligent computing center, an intelligent computing industry empowerment center, an intelligent computing industry innovation center, and parking facilities, and the installation of equipment and safety and security systems. | 37.6817 | 111.7877 | The project involves the construction of a data center with a construction area of 300m2 in Jiaocheng County, Luliang, Shanxi, China. The US$27 million project includes the following: 1. Construction of data rooms 2. Construction of server rooms 3. Construction of an administrative office 4. Construction of an intelligent computing industry base 5. Construction of an intelligent computing center 6. Construction of an intelligent computing industry empowerment center 7. Construction of an intelligent computing industry innovation center 8. Construction of parking facilities 9. Installation of equipment and safety and security systems |  |  |  | March 26, 2026 - We have not been able to obtain further updates on this project. We have retained the same project stage and amended the key dates accordingly. We will update the profile as soon as we obtain any new information. June 2025 - Planning activities are underway. January 2025 - Planning activities are underway. July 2024 - Private Co. Ltd announced plans to build an intelligent computing center in Jiaocheng County, Luliang, Shanxi, China. | Information Unavailable |  | Not Funded / Unconfirmed | Private | Private Developer
363988 | 363988 | 2026-03-26 09:34 | GLP Pte – Japan Data Centers Program – Japan | GLP Pte – Japan Data Centers Program – Japan | https://construction.globaldata.com/Projects/Overview/363988 | Execution | Program | 13104 | 2022 Q1 | 2023 Q3 | 2028 Q4 | Asia-Pacific | Japan |  |  |  |  | Commercial & Leisure | Data Center | Data Center |  |  | New | Onshore | Ada Infrastructure, an affiliate of Global Logistic Properties Ltd (GLP), is undertaking the construction of colocation data centers in Greater Tokyo and Greater Osaka, Japan. The program involves the construction of data centers with a combined capacity of 900MW in Greater Tokyo and Greater Osaka. It includes the construction of meeting rooms, server rooms, administrative space, and storage facilities, and the installation of safety and security systems. The first data center was developed in western Tokyo with a combined capacity of 31MW. It will be implemented in three buildings with a capacity of 10MW of IT load, and Buildings 2 and 3, representing 10MW and 11MW respectively, will be developed later at the same site. The Tokyo West 1, Building 1 (TKW1-1) has been committed to operating on 100% renewable energy. It will utilize a closed-loop air cooling system configured with N+1 redundancy. It is designed to achieve the LEED certification. The second data center will be developed by Ada Infrastructure and is named Tokyo West 2, with a combined capacity of 295MW, comprising eight-story buildings. It also includes the TKE1 data center with a consumption capacity of 66MW, the TKE2 with 190MW, and Osaka East 1 with 16MW. In August 2023, A groundbreaking ceremony was held on the 8,700m2 Tokyo West 1-1 data center complex on 0.54ha of land. In May 2024, A groundbreaking ceremony was held for the 8,700m2 Tokyo West 1-2 data center complex, spanning 0.75ha of land, and is scheduled to be completed in 2027. Construction works on the 11,400m2 Tokyo West 1-3 data center complex on 0.84ha of land are scheduled to be completed in February 2028. | 36.2048 | 138.2529 | The program involves the construction of data centers with a combined capacity of 900MW in Greater Tokyo and Greater Osaka, Japan. The US$13,104 million program includes the following: 1. Construction of meeting rooms 2. Construction of server rooms 3. Construction of an administrative space 4. Construction of storage facilities 5. Installation of N+1 UPS and N+1 gas turbine generators 6. Installation of safety and security systems | Colocation Data Center; Heating, ventilation and air conditioning (HVAC); LEED | [5 empty] | Not Funded / Unconfirmed | Private | GLP Pte Ltd | Ada Infrastructure
513528 | 513528 | 2026-03-26 09:33 | Cielo Digital – Hudson Data Center – Colorado | Cielo Digital – Hudson Data Center – Colorado | https://construction.globaldata.com/Projects/Overview/513528 | Planning | Parent | 6000 | 2025 Q1 | 2029 Q1 | 2034 Q4 | North America | United States | Colorado |  | Hudson |  | Commercial & Leisure | Data Center | Data Center |  | Medium | New | Onshore | Cielo Digital Infrastructure (Cielo Digital) is planning to build a data center campus in Hudson, Weld County, Colorado, the US. The project involves the construction of a data center campus with a consumption capacity of 750MW on 202.3ha of land. It includes the construction of substations and server rooms, installation of chillers and cooling systems, and safety and security systems. The project is part of Cielo Digital Infrastructure's broader plans to expand digital infrastructure across the US. | 40.0796 | -104.6313 | The project involves the construction of a data center campus with a consumption capacity of 750MW on 202.3ha of land in Hudson, Weld County, Colorado, the US. The US$6,000 million project includes the following: 1. Construction of data halls 2. Construction of substations 3. Construction of server rooms 4. Installation of chillers and cooling systems 5. Installation of safety and security systems | Heating, ventilation and air conditioning (HVAC) |  |  | March 2026 - The project is in the early stages of planning. July 2025 - Planning activities are underway. Q1 2025 - Cielo Digital announced plans to build a data center campus in Hudson. | No Major Development | 0 | Not Funded / Unconfirmed | Private | Cielo Digital Infrastructure LLC
371743 | 336664 | 2026-03-26 06:34 | MSFT – Quilicura SCL03 Data Center – Santiago Metropolitan | MSFT – Transforma Chile Data Center Development – Santiago Metropolitan | https://construction.globaldata.com/Projects/Overview/371743 | Planning | Sub | 317 | 2020 Q4 | Awaiting Confirmation |  | South and Central America | Chile | Santiago Metropolitan | Santiago |  |  | Commercial & Leisure | Data Center | Data Center |  | Low | New | Onshore | Microsoft Chile SA, a subsidiary of Microsoft Corp is planning to develop the Quilicura SCL03 Data Center, Quilicura Santiago, Chile. The project involves the construction of a data center on 6.8ha. it includes the construction of one storage building divided into two units (COLO1 and COLO2), an administration building, a redundant electrical substation of 26MVA, a double-circuit high-voltage line (2x110 kV) that will connect the Project substation with the Chacabuco electrical substation, and the installation of related equipment. The project will be developed in two stages: Stage 1: Consists of the construction of the first unit of the storage building (COLO1) and all the necessary infrastructure for its operation, the administration building, the electrical substation, the 2x110 kV double-circuit transmission line, equipment yard, and the complementary works necessary for the operation of the project. Stage 2: Consists of the construction of the expansion of the storage building to install the second storage unit (COLO2) and all the infrastructure necessary for its operation, and its respective equipment yard for its operation in the event of a main power supply cut. In 2022, Microsoft Chile SA submitted the Declaration of Environmental Impact (DIA) to Servicio de Evaluación Ambiental (SEA) and received approvals in 2023. | -33.4569 | -70.6483 | The project includes the construction of an SCL03 Data Center, in Quilicura, Santiago, Chile. The US$317 million project includes the following: 1. Construction of a data center on 6.8ha 2. Construction of one storage building divided into two units (COLO1 and COLO2) 3. Construction of an administrative building 4. Construction of a redundant electrical substation of 26MVA 5. Construction of a double-circuit high-voltage line (2x110 kV) that will connect the Project substation with the Chacabuco electrical substation 6. Installation of related equipment | Heating, ventilation and air conditioning (HVAC); Hyperscale Data Center | A data center is proposed for construction in Quilicura Santiago. The general objective of this project is to provide companies with electronic data storage, electronic data backup, data recovery, and information management services The project is a part of Transforma Chile data center |  | March 2026 - We have not been able to obtain further updates on this project. We have retained the same project stage and amended the key dates accordingly. We will update the profile as soon as we obtain any new information. April 2025 - We have not been able to obtain further updates on this project. We have retained the same project stage and amended the key dates accordingly. We will update the profile as soon as we obtain any new information. July 2024 - Planning activities are underway. December 2023 - Planning activities are underway. April 2023 - Microsoft Chile SA received environmental approval from SEIA. March 2023 - The project is waiting for environmental approval. June 01, 2022 - The project is waiting for environmental approval. December 2021 - Microsoft Chile SA submitted the DIA to SEA. December 2021 - Microsoft announced plans to develop a data center in Quilicura, Santiago, Chile. | Information Unavailable |  | Not Funded / Unconfirmed | Private | Microsoft Corp
477690 | 477632 | 2026-03-26 05:33 | AtlasEdge – Carnaxide Data Center: Phase I – Lisbon | AtlasEdge – Carnaxide Data Center – Lisbon | https://construction.globaldata.com/Projects/Overview/477690 | Construction Complete | Sub | 73 | 2024 Q2 | 2024 Q4 | 2025 Q4 | Europe | Portugal | Lisbon | Carnaxide |  |  | Commercial & Leisure | Data Center | Data Center |  |  | New | Onshore | AtlasEdge undertook the construction of the data center: Phase I in Carnaxide, Lisbon, Portugal. The project involves the construction of a data center with capacity of 5.1MW on 0.31ha, office accommodations, buildings, and the installation of security systems and submarine optical cables. The project is also known as a "LIS001". Zauner Group acted as a subcontractor responsible for modular prefabrication, delivery, and on-site installation of data centre systems for the LIS001 project. In house division of Atlas edge was responsible for construction. The project will be delivered using AtlasEdge’s AgileEdge strategy, enabling faster and more efficient construction through a modular approach. | 38.7271 | -9.2467 | The project involved the construction of a data center: Phase I on 0.31ha Carnaxide, Lisbon, Portugal. The US$73 million project includes the following: 1. Construction of a data center with capacity of 5.1MW 2. Construction of an office accommodation 3. Construction of buildings 4. Installation of submarine optical cables 5. Installation of security systems | Heating, ventilation and air conditioning (HVAC); Hyperscale Data Center; Tier 3 Data Center |  |  | October 2025 - Construction work completed. August 2025 - Construction activities are underway. February 2025 - Construction activities are underway. December 2024 - Construction activity commenced. April 24, 2024 - AtlasEdge announced its plans to construct a data centre in Carnaxide. | Construction Completed | 5 | Not Funded / Unconfirmed | Private | AtlasEdge | AtlasEdge
536068 | 536068 | 2026-03-26 02:06 | Project Turbo – 24000 O’Kelly Road Data Center Campus – Georgia | Project Turbo – 24000 O’Kelly Road Data Center Campus – Georgia | https://construction.globaldata.com/Projects/Overview/536068 | Cancelled | Parent | 1200 | 2025 Q3 | Awaiting Confirmation | 2025 Q4 | North America | United States | Georgia | Gainesville | 24000 O’Kelly Road | 30507 | Commercial & Leisure | Data Center | Data Center |  |  | New | Onshore | Project Turbo LLC has planned to construct a data center campus at 24000 O’Kelly Road in Gainesville, Georgia, the US. The project involved the construction of an 83,613m2 data center campus on 7.6ha of land. It included the construction of server rooms with racks, control rooms, an administrative space, storage space, meet-me rooms, and the installation of generators, air conditioning, safety, and security systems. The project will be developed in phases. In August 2025, Project Turbo submitted the Developments of Regional Impact (DRI), rezoning, and conditional use permit applications from Planned Industrial Development (PID) to Light Industrial (I-1) to the Georgia Department of Community Affairs. In December 2025, Project Turbo LLC withdrew the planning application due to opposition from residents regarding concerns about the project’s impact on water usage and traffic congestion; consequently, the project has been cancelled. | 34.2247 | -83.7865 | The project involved the construction of an 83,613m2 data center campus on 7.6ha of land in Gainesville, Georgia, the US. The US$1,200 million project included the following: 1. Construction of server rooms with racks 2. Construction of control rooms 3. Construction of an administrative space 4. Construction of storage space 5. Construction of meet-me rooms 6. Installation of generators 7. Installation of equipment 8. Installation of advanced cooling systems 9. Installation of safety and security systems | Heating, ventilation and air conditioning (HVAC) |  |  | December 2025 - The project has been cancelled as the developer withdraw plans due to opposition from local residents regarding concerns about the project’s impact on water usage and traffic congestion. August 2025 - Project Turbo submitted the DRI, rezoning and conditional use permit applications from PID to Light Industrial (I-1), to the Georgia Department of Community Affairs simultaneously submitted . Q3 2025 - Project Turbo announced pland to build a data center in Gainesville. | Project has been Cancelled | -5 | Not Funded / Unconfirmed | Private | Project Turbo LLC
475941 | 475941 | 2026-03-25 19:42 | Poe Co/ PowerHouse – Camp Ground Road Data Center Campus – Kentucky | Poe Co/ PowerHouse – Camp Ground Road Data Center Campus – Kentucky | https://construction.globaldata.com/Projects/Overview/475941 | Pre-Design | Parent | 800 | 2025 Q1 | 2027 Q2 | 2030 Q4 | North America | United States | Kentucky | Louisville | near the Greenwood Meadows Cemetery, south of Rubbertown | 40216 | Commercial & Leisure | Data Center | Data Center |  | High | New | Onshore | A joint venture between PowerHouse Data Centers (PowerHouse), a subsidiary of American Real Estate Partners, and Poe Companies (Poe Co) is planning to undertake the construction of a hyperscale data center campus along Camp Ground Road near the Greenwood Meadows Cemetery, south of Rubbertown in South Louisville, Kentucky, the US. The project involves the construction of a 400MW data center campus comprising eight buildings on 60.7ha of land. It includes the construction of seven two-storey data center buildings, server rooms, an on-site substation, a switch station, and a guard room, and the installation of a water cooling system, and the implementation of safety and security systems. It will be developed in phases. The facility will be powered by the Louisville Gas and Electric (LG&E). | 38.1971 | -85.8475 | The project involves the construction of a 148,645m2 data center campus with a consumption capacity of 400MW on 60.7ha of land along Campground Road in South Louisville, Kentucky, the US. The US$200 million project includes the following: 1. Construction of seven two-storey data center buildings 2. Construction of server rooms 3. Construction of an on-site substation 4. Construction of a switch station 5. Construction of a guard room 6. Installation of a water cooling system 7. Installation of safety and security systems | Heating, ventilation and air conditioning (HVAC); Hyperscale Data Center |  |  | March 2026 - Poe Companies and PowerHouse received approval from the Louisville Planning Commission. October 2025 - The City of Louisville proposed calls for a suspension of new data center projects while an evaluation of the associated regulations is conducted. June 2025 - The Louisville Development Review Committee approved the development plans. March 2025 - Planning activities are underway. Q1 2025 - Poe Companies and PowerHouse Data Centers announced plans to build a data center in Louisville. | Major Authority Clearance Received | 3 | Not Funded / Unconfirmed | Private | Poe Companies;PowerHouse Data Centers
398305 | 398305 | 2026-03-25 19:38 | DH – Cainta Data Center Campus – Calabarzon | DH – Cainta Data Center Campus – Calabarzon | https://construction.globaldata.com/Projects/Overview/398305 | Execution | Parent | 300 | 2023 Q1 | 2024 Q1 | 2030 Q4 | Asia-Pacific | Philippines | Calabarzon | Cainta | Don Celso Tuason Ave | 1870 | Commercial & Leisure | Data Center | Data Center |  |  | New | Onshore | Digital Halo (DH), a subsidiary of Arch Capital is undertaking the construction of a Tier III hyperscale data center campus in Cainta, Greater Manila, Philippines. The project includes the construction of a 70MW data center campus on 3ha of land which will be developed in phases. It includes the construction of three buildings, data halls, server rooms, a research and development hub, and the installation of equipment, safety and security systems. The first phase MNL1 involves the construction of a 7,015m2 data center building with a consumption capacity of 6.5MW. The project is committed to operating on 100% renewable energy. It has N+1 UPS redundancy and N+1 generator redundancy for power backup, and it has a design PUE of <1.45. Construction works on the first phase were completed in June 2025. In March 2026, DH secured US$48 million project finance from Rizal Commercial Banking Corporation (RCBC) for the expansion of its data center campus. | 14.5833 | 121.1667 | The project involves the construction of the 70MW data center campus on 3ha of land in Cainta, Greater Manila, Philippines. The US$300 million project includes the following: 1. Construction of data halls 2. Construction of server rooms 3. Construction of a research and development (R&D) hub 4. Installation of equipment 5. Installation of safety and security systems | Heating, ventilation and air conditioning (HVAC); Hyperscale Data Center; Tier 3 Data Center |  |  | March 2026 - Planning activities are underway on the next phase. January 2026 - DH secured US$48 million project finance from Rizal Commercial Banking Corporation (RCBC) for data center expansion. June 2025 - Construction work completed on the first phase. February 2024 - Construction work commenced on the first phase. October 2023 - Planning activities are underway. January 2023 - DH announced plans to build a data center campus in Cainta. | No Major Development | 0 | Partially Funded | Private | Digital Halo |  |  | JLL Philippines
449563 | 449563 | 2026-03-25 18:45 | MSFT – Hebron Data Center Campus – Ohio | MSFT – Hebron Data Center Campus – Ohio | https://construction.globaldata.com/Projects/Overview/449563 | Execution | Parent | 3000 | 2023 Q1 | 2026 Q1 | 2028 Q4 | North America | United States | Ohio |  | between North High Street and Canyon Road | 43025 | Commercial & Leisure | Data Center | Data Center |  |  | New | Onshore | Microsoft Corp (MSFT) is undertaking the construction of a hyperscale data center campus between North High Street and Canyon Road in Licking County, Ohio, the US. The project involves the construction of six data center buildings on 81ha of land. It includes the construction of data halls, substations, an administrative building, and parking facilities, and the installation of generators, air conditioning, and safety and security systems. Ames Construction Inc has been appointed as the general contractor. In February, early site preparation commenced and to be completed by November 2026 with vertical construction to follow, a timeline has not yet been disclosed. | 39.9944 | -82.4669 | The project involves the construction of six data center buildings on 81ha of land between North High Street and Canyon Road in Licking County, Ohio, the US. The US$3,000 million project includes the following: 1. Construction of data halls 2. Construction of substations 3. Construction of an administrative building 4. Construction of parking facilities 5. Installation of generators 6. Installation of air conditioning 7. Installation of safety and security systems | Heating, ventilation and air conditioning (HVAC); Hyperscale Data Center |  |  | March 2026 - Early site preparation works are underway. February 2026 - Mass grading construction works commenced on the site. July 2025 - Pre-design activities are underway. July 2024 - Pre-design activities are underway. June 2024 - The village of Hebron approved the planning application. December 2023 - Planning activities are underway. Q1 2023 - MSFT announced plans to build data center campus in Licking County. | Project work on Schedule | 1 | Not Funded / Unconfirmed | Private | Microsoft Corp | Ames Construction Inc
419115 | 419115 | 2026-03-25 17:50 | Colt DataCentre/ RMZ Corp – Colt Hyperscale Data Centers Program – India | Colt DataCentre/ RMZ Corp – Colt Hyperscale Data Centers Program – India | https://construction.globaldata.com/Projects/Overview/419115 | Execution | Program | 1300 | 2023 Q1 | 2023 Q3 | 2027 Q4 | Asia-Pacific | India |  |  |  |  | Commercial & Leisure | Data Center | Data Center |  |  | New | Onshore | Data Centre Services (Colt DCS) is undertaking the construction of a hyperscale data center in India. The program involves the construction of hyper-scale data center buildings with a combined consumption capacity of 250MW. It includes the construction of data halls, control rooms, office space, and storage space, and the installation of equipment, safety, and security systems. The program involves the construction of a 120MW data center in Navi Mumbai in multiple phases. Phase I is a 22MW data center with an investment of US$118 million. The program involves the construction of a 72MW data center in Ambattur, Chennai. In September 2023, construction commenced on the first phase of the Navi Mumbai facility. In November 2024, Colt Data Centre Services (Colt DCS) and RMZ formed a joint venture of US$1,700 million to build data centers across Navi Mumbai, Chennai, and other cities in India. | 19.0728 | 72.8861 | The program involves the construction of hyper-scale data center buildings with a combined consumption capacity of 250MW in India. The US$1,300 million program includes the following: 1. Construction of data halls 2. Construction of control rooms 3. Construction of office space 4. Construction of storage space 5. Installation of equipment 6. Installation of safety and security systems | Heating, ventilation and air conditioning (HVAC); Hyperscale Data Center | [5 empty] | Not Funded / Unconfirmed | Private | Colt Data Centre Services;RMZ Corp
536379 | 536379 | 2026-03-25 17:45 | Breaker Street/ Catalyst Commercial – Breaker Street Data Center Campus – Pennsylvania | Breaker Street/ Catalyst Commercial – Breaker Street Data Center Campus – Pennsylvania | https://construction.globaldata.com/Projects/Overview/536379 | Planning | Parent | 1200 | 2025 Q1 | 2027 Q2 | 2029 Q4 | North America | United States | Pennsylvania |  | South of Breaker Street |  | Commercial & Leisure | Data Center | Data Center |  | Low | New | Onshore | Catalyst Commercial Development LLC and Breaker Street Associates LLC are planning to build a data center at South of Breaker Street in Lackawanna County, Jessup, Pennsylvania, the US. The project involves the construction of six buildings, a 40m height data center campus in a 99,406m2 area with a consumption capacity of 600MW on 53ha of land. It involves the construction of data halls, server rooms, a substation and the installation of generators, cooling systems and safety and security systems. | 41.4729 | -75.5528 | The project involves the construction of six buildings, a 40m height data center campus in a 99,406m2 area with a consumption capacity of 600MW on 53ha of land in Lackawanna County, Jessup, Pennsylvania, the US. The US$1,200 million project includes the following: 1. Construction of data halls 2. Construction of server rooms 3. Construction of a substation 4. Installation of generators 5. Installation of cooling systems 6. Installation of safety and security systems | Heating, ventilation and air conditioning (HVAC) |  |  | March 2026 - Planning activities are underway. January 2026 - Catalyst Commercial Development LLC appealed for a land use in the Lackawanna County Court. January 2026 - A zoning permit application was rejected by the Jessup Borough Council August 2025 - The project is waiting for the zoning approval. June 2025 - A zoning permit application was filed by Breaker Street Associates LLC. Q1 2025 - Catalyst Commercial Development LLC announced plans to build a data center in Archbald. | No Major Development | 0 | Not Funded / Unconfirmed | Private | Breaker Street Associates LLC;Catalyst Commercial Development LLC
512429 | 512429 | 2026-03-25 17:44 | EdgeConneX – DUB05 Data Center – Leinster | EdgeConneX – DUB05 Data Center – Leinster | https://construction.globaldata.com/Projects/Overview/512429 | Execution | Parent | 150 | 2023 Q1 | 2025 Q3 | 2026 Q3 | Europe | Ireland | Leinster | Dublin | Grange Castle Business Park, Adamstown Rd D22 Ballymakaily | D22 XF88 | Commercial & Leisure | Data Center | Data Center |  |  | New | Onshore | EdgeConneX is undertaking the construction of a data center at Grange Castle Business Park, Adamstown Road, D22 Ballymakaily in Dublin, Leinster, Ireland. The project involves the construction of 15,000m2 of two single-story data centres with 30MW of capacity. The project includes the construction of server rooms, meeting rooms, an administrative space, and a substation, and the installation of 24 emergency generators and safety and security systems. The project will utilise an air-cooled and closed-loop chilled water cooling system. AWN Consulting Ltd has been appointed as the Environmental Consultant. | 53.3283 | -6.4564 | The project involves the construction of 15,000m2 of two single-story data centres with 30MW of capacity in Dublin, Leinster, Ireland. The US$150 million project includes the following: 1. Construction of server rooms 2. Construction of meeting rooms 3. Construction of an administrative space 4. Construction of a substation 5. Installation of 24 emergency generators 6. Installation of safety and security systems | Heating, ventilation and air conditioning (HVAC) |  |  | March 2026 - Construction activities are underway. July 2025 - Edgeconnex secured conditional approvals from the Commission Pleanala. August 2023 - EdgeConnex has appealed to An Bord Pleanala against South Dublin County Council's rejection of its data center proposal. March 2021 - EdgeConneX announced plans to build a data center in Dublin. | Project work on Schedule | 1 | Not Funded / Unconfirmed | Private | EdgeConneX Inc |  |  | AWN Consulting Ltd
416184 | 416184 | 2026-03-25 17:43 | Vantage DC – Douglasville Data Center Campus – Georgia | Vantage DC – Douglasville Data Center Campus – Georgia | https://construction.globaldata.com/Projects/Overview/416184 | Planning | Parent | 200 | 2023 Q1 | Awaiting Confirmation |  | North America | United States | Georgia | Douglasville | at Roberts Road | 30135 | Commercial & Leisure | Data Center | Data Center |  | Low | New | Onshore | Vantage Data Centers Management Co LLC (Vantage Data Centers Mgmt) is planning to construct a data center on Roberts Road in Douglasville, Georgia, the US. The project involves the construction of three data center buildings (first building of 37,347m2, the second building of 55,277m2 and the third building of 61,316m2) on a 157,935m2 area. It includes data halls, server rooms an administrative space, and a substation, and the installation of generators, a cooling system and safety and security systems. | 33.7095 | -84.632 | The project involves the construction of three data center buildings (first building of 37,347m2, the second building of 55,277m2 and the third building of 61,316m2) on a 157,935m2 area in Douglasville, Georgia, the US. The US$200 million project includes the following: 1. Construction of data halls 2. Construction of server rooms 3. Construction of administrative space 4. Construction of a substation 5. Installation of generators 6. Installation of a cooling system 7. Installation of safety and security systems | Heating, ventilation and air conditioning (HVAC) |  |  | March 25, 2026 - We have not been able to obtain further updates on this project. We have retained the same project stage and amended the key dates accordingly. We will update the profile as soon as we obtain any new information. August 22, 2025 - We have not been able to obtain further updates on this project. We have retained the same project stage and amended the key dates accordingly. We will update the profile as soon as we obtain any new information. September 2024 - Planning activities are underway. July 2024 - Planning activities are underway. August 2023 - Planning activities are underway. Q1 2023 - Vantage Data Centers Mgmt announced plans to build a data center campus in Douglasville. | Information Unavailable |  | Not Funded / Unconfirmed | Private | Vantage Data Centers Management Co LLC
539309 | 539309 | 2026-03-25 17:23 | Media Stream – Salford AI Data Center – Manchester | Media Stream – Salford AI Data Center – Manchester | https://construction.globaldata.com/Projects/Overview/539309 | Planning | Parent | 67 | 2025 Q1 | 2027 Q2 | 2029 Q3 | Europe | United Kingdom | Manchester | Manchester | Anchorage Place in Salford | M50 3XE | Commercial & Leisure | Data Center | Data Center |  | Medium | New | Onshore | Media Stream AI is planning to construct a data center in Manchester’s Media City in Salford, the UK. The project involves the construction of a data center with a consumption capacity of 2MW. It includes the construction of data halls, server rooms, meet-me rooms, an administrative space, and the installation of generators, equipment, and safety and security systems. The facility will use water from the nearby Rochdale canal for cooling via a closed-loop heat exchange and dry coolers. The site will feature 1,100 Nvidia H200 GPUs within Lenovo’s ThinkSystem servers with Neptune warm-water direct-to-chip cooling, with potential to expand to more than 2,300 GPUs, and the facility will be able to offer 30-60kW rack densities and is targeting a PUE of less than 1.2. | 53.4744 | -2.2862 | The project involves the construction of a data center with a consumption capacity of 2MW in Manchester, the UK. The US$67 million project includes the following: 1. Construction of data halls 2. Construction of server rooms 3. Construction of meet-me rooms 4. Construction of an administrative space 5. Installation of generators 6. Installation of equipment 7. Installation of safety and security systems |  |  |  | March 2026 - Planning activities are underway. September 2025 - Planning activities are underway. Q1 2025 - Media Stream AI announced plans for the construction of a data center in Manchester. | No Major Development | 0 | Not Funded / Unconfirmed | Private | Media Stream AI
395446 | 395446 | 2026-03-25 17:15 | Affinius Cap/ Corscale – Court Lane Industrial Estate Data Center – Buckinghamshire | Affinius Cap/ Corscale – Court Lane Industrial Estate Data Center – Buckinghamshire | https://construction.globaldata.com/Projects/Overview/395446 | Planning | Parent | 322 | 2022 Q1 | 2027 Q1 | 2029 Q4 | Europe | United Kingdom | Buckinghamshire |  | Court Lane Industrial Estate at Court Lane in Iver | SL0 9HL | Commercial & Leisure | Data Center | Data Center |  | Medium | Redevelopment | Onshore | Corscale Data Centers, a data center platform of real estate firm Patrinely Group and its capital partner, Affinius Capital (previously named USAA Real Estate) is planning to construct a hyperscale data center in Buckinghamshire, the UK. The project involves the demolition of the Court Lane Industrial Estate and the redevelopment of the site to comprise two, four-story 65,032m2 data center buildings with a combined capacity of 140MW on 5.67ha of land. It includes the construction of data halls with racks, meeting rooms, office space, storage facilities and parking facilities, and the installation of power and cooling systems, safety and security systems. Gensler and Stantec UK Ltd have been appointed as the design consultants and Linesight as an engineering consultant. An outline planning application was submitted to the Buckinghamshire Council in November 2022, followed by a public consultation in September 2023. However, the outline planning application was rejected in October 2023, citing the inappropriate development of green belt land. In response to this decision, Affinius Capital filed an appeal against council's ruling in February 2024. Ultimately, the project plans were approved by the Secretary of State for Housing, Communities, and Local Government in December 2024. | 51.5126 | -0.49998 | The project involves the construction of two, four-story 65,032m2 data center buildings with a combined capacity of 140MW on 5.67ha of land in Iver, Buckinghamshire, the UK. The US$322 million project includes the following: 1. Construction of data halls 2. Construction of meeting rooms 3. Construction of office space 4. Construction of storage facilities 5. Construction of parking facilities 6. Installation of power and cooling systems 7. Installation of safety and security systems | BREEAM; Heating, ventilation and air conditioning (HVAC); Hyperscale Data Center | A data center is planned at Court Lane in Iver. Once operational, it will create 90 operational jobs and 200 construction jobs. The project is being designed under the BREEAM Excellent Certification guidelines. | https://court-lane.com/ | March 2026 - Planning activities are underway. September 2025 - The Secretary of State granted planning permission for the project. December 2024 - The Ministry of Housing, Communities and Local Government (MHCLG) overruled Buckinghamshire Council's decision to refuse the outline planning application. June 2024 - The Planning Inspectorate held a public local inquiry into the outline planning application refused by Buckinghamshire Council. February 2024 - Affinius Capital filed an appeal against the decision made by the Buckinghamshire Council. October 2023 - Outline planning application was rejected. September 2023 - A public consultation was held. Q4 2022 - The project planning application was submitted to the council. Q1 2022 - CorScale is planning to build a data center at Iver. | No Major Development | 0 | Not Funded / Unconfirmed | Private | Affinius Capital LLC;Corscale |  | M. Arthur Gensler Jr. & Associates Inc;Stantec UK Ltd | Linesight
536927 | 536927 | 2026-03-25 15:40 | Jangseong / LS Electric/ LS Sauta – Geondong Mine Data Center – South Korea | Jangseong / LS Electric/ LS Sauta – Geondong Mine Data Center – South Korea | https://construction.globaldata.com/Projects/Overview/536927 | Planning | Parent | 864 | 2024 Q4 | 2027 Q2 | 2029 Q4 | Asia-Pacific | South Korea |  |  | Geondong Mine, Jangseong County |  | Commercial & Leisure | Data Center | Data Center |  | Medium | New | Onshore | LS Electric Co., Ltd, LS Sauta Co., Ltd, and Jangseong Co., Ltd are planning to undertake the construction of a hyperscale data center at Geondong Mine, Jangseong County, South Korea. The project involves the construction of a 120,000m2 data center with a consumption capacity of 150MW. It includes the construction of data halls, server rooms, meet-me-rooms, an administrative space, and the installation of generators, cooling systems, and safety and security systems. On 20th August 2025, Jangseong County signed a Memorandum of Understanding (MOU) with Success Bank Jangseong Co., Ltd., LS Electric Co., Ltd., and LS Sauta Co., Ltd for the development of a project. | 35.3383 | 126.4253 | The project involves the construction of a 120,000m2 data center with a consumption capacity of 150MW in South Korea. The US$864 million project includes the following: 1. Construction of data halls 2. Construction of server rooms 3. Construction of meet-me-rooms 4. Construction of an administrative space 5. Installation of generators 6. Installation of cooling systems 7. Installation of safety and security systems | Heating, ventilation and air conditioning (HVAC); Hyperscale Data Center |  |  | March 2026 - Planning activities are underway. September 2025 - Planning activities are underway. Q4 2024 - LS Electric Co., Ltd, LS Sauta Co., Ltd, and Jangseong Co., Ltd announced plans for the construction of a data center at Geondong Mine. | No Major Development | 0 | Not Funded / Unconfirmed | Private | Jangseong Co Ltd;LS Electric Co Ltd;LS Sauta Co Ltd
442696 | 442696 | 2026-03-25 15:27 | Google – Midlothian Data Center Campus – Texas | Google – Midlothian Data Center Campus – Texas | https://construction.globaldata.com/Projects/Overview/442696 | Execution | Parent | 100 | 2023 Q4 | 2024 Q2 | 2026 Q3 | North America | United States | Texas | Midlothian | 3441 Railport Parkway |  | Commercial & Leisure | Data Center | Data Center |  |  | New | Onshore | Google LLC is undertaking the construtcion of a hyperscale data center in Midlothian, Dallas, Texas, the US. The project involves the construction of a single-story 15,850m2 data center. It includes the construction of server rooms, meeting rooms, an administrative space, and parking facilities, and the installation of equipment and cooling systems. HDR Engineering, Inc. has been appointed as the design consultant. It is the fourth building on the campus. | 32.4633 | -96.9829 | The project involves the construction of a single-story 15,850m2 data center in Midlothian, Dallas, Texas, the US. The US$100 million project includes the following: 1. Construction of server rooms 2. Construction of meeting rooms 3. Construction of an administrative space 4. Construction of parking facilities 5. Installation of cooling systems 6. Installation of equipment 7. Installation of cooling systems | Heating, ventilation and air conditioning (HVAC); Hyperscale Data Center |  |  | March 2026 - Construction activities are underway. July 25, 2025 - We have not been able to obtain further updates on this project. We have retained the same project stage and amended the key dates accordingly. We will update the profile as soon as we obtain any new information. December 2024 - Construction activities are underway. August 2024 - Construction activities are underway. March 2024 - Google submitted the plans to the Texas Department of Licensing and Regulation. Q4 2023 - Google announced plans to build a data center in Midlothian. | Project work on Schedule | 1 | Not Funded / Unconfirmed | Private | Google LLC |  | HDR Engineering Inc
466800 | 466800 | 2026-03-25 14:56 | Stack Infra – Gainesville Data Center – Virginia | Stack Infra – Gainesville Data Center – Virginia | https://construction.globaldata.com/Projects/Overview/466800 | Planning | Parent | 430 | 2024 Q1 | 2027 Q1 | 2029 Q4 | North America | United States | Virginia |  | Gainesville, Prince William County. |  | Commercial & Leisure | Data Center | Data Center |  | Low | New | Onshore | Stack Infrastructure is planning to construct a data center in Gainesville, Northern Virginia, the US. The project involves the construction of a 75,716m2 data center with a consumption capacity of 108MW on 15ha of land. It includes the construction of administrative space, network management centers, server rooms, and parking facilities, and the installation of safety and security systems. Gordan has been appointed as the landscape architect, civil engineer, surveyor, and security consultant, and Gorove/Slade Associates Inc as the traffic consultant. | 38.7632 | -77.5156 | The project involves the construction of a 75,716m2 data center with a consumption capacity of 108MW on 15ha of land in Gainesville, Northern Virginia, the US. The US$430 million project includes the following: 1. Construction of administrative space 2. Construction of network management centers 3. Construction of server rooms 4. Construction of parking facilities 5. Installation of safety and security systems | Heating, ventilation and air conditioning (HVAC) |  |  | March 25, 2026 - We have not been able to obtain further updates on this project. We have retained the same project stage and amended the key dates accordingly. We will update the profile as soon as we obtain any new information. August 2025 - Planning activities are underway. October 2024 - Planning activities are underway. September 2024 - The Prince William Board of County Supervisors has approved a rezoning request for the project. July 2024 - Planning activities are underway. Q1 2024 - Stack Infrastructure announced plans to build a data center in Gainesville. | Information Unavailable |  | Not Funded / Unconfirmed | Private | Stack Infrastructure |  | Gordon | Gordon;Gorove/Slade AssociatesInc
418918 | 418918 | 2026-03-25 14:52 | Amazon/ REB Inv – Lake Anna Tech Campus – Virginia | Amazon/ REB Inv – Lake Anna Tech Campus – Virginia | https://construction.globaldata.com/Projects/Overview/418918 | Execution | Parent | 300 | 2023 Q1 | 2024 Q4 | 2027 Q4 | North America | United States | Virginia |  | East line Kentucky Road (Route 652) |  | Commercial & Leisure | Data Center | Data Center |  |  | New | Onshore | Amazon.com Inc (Amazon) and REB Investment Company LLC (REB Investment) are undertaking the construction of a hyperscale data center in Virginia, the US. The project involves the construction of a seven-building data center with a floor area of 157,935m2 on 61.91ha of land. It includes the construction of 23,809m2 of six two-story buildings with 12 pods, a 17,267m2 two-story building with eight pods, two ancillary buildings, an administration building, two on-site substations, parking spaces, and the installation of safety and security systems. The facility draws power from the utility grid. The facility will use a water cooling system. Water for the data centers will initially be sourced from on-site wells. Clark Construction has been appointed as a contractor. Construction is expected to be completed by 2027. | 38.1001 | -77.9455 | The project involves the construction of a seven-building data center with a floor area of 157,935m2 on 61.91ha of land in Virginia, the US. The US$300 million project includes the following: 1. Construction of 23,809m2 of six two-story buildings 2. Construction of a 17,267m2 two-story building 3. Construction of two ancillary buildings 4. Construction of an administration building 5. Construction of two on-site substations 6. Construction of parking spaces 7. Installation of safety and security systems | Heating, ventilation and air conditioning (HVAC); Hyperscale Data Center | A data center is being developed at Kentucky Road (Route 652), east of the intersection of Haley Drive and Kentucky Road in Louisa County, Virginia. It aims to promote the development of technology centers in areas of the County where existing or proposed infrastructure could support them. |  | March 2026 - Construction activities are underway. July 2025 - Construction activities are underway. Q4 2024 - Construction commenced. November 2023 - Planning activities are underway. September 2023 - Planning applications submitted. Q1 2023 - Amazon and REB announced the plans to build a data center in Louisa County. | Project work on Schedule | 1 | Not Funded / Unconfirmed | Private | Amazon.com Inc;REB Investment Co LLC | Clark Construction Group LLC
442891 | 442891 | 2026-03-25 14:46 | Private Dev – Selangor Data Center – Selangor | Private Dev – Selangor Data Center – Selangor | https://construction.globaldata.com/Projects/Overview/442891 | EPC Award | Parent | 190 | 2023 Q1 | Awaiting Confirmation |  | Asia-Pacific | Malaysia | Selangor |  |  |  | Commercial & Leisure | Data Center | Data Center |  | Low | New | Onshore | The Private Developer (PD) is undertaking the construction of a data center in Selangor, Malaysia. The project involves the construction of a data center. It also includes the construction of network management centers, an administration building, server rooms, a cafeteria, a parking space, and the installation of safety and security systems. Sunway Construction Sdn Bhd has secured a US$158 million award to build a data center and Sunway Engie DC Sdn Bhd, a joint venture with Engie Energy International joint venture and Sunway Engineering Sdn BHD has secured a US$90 million award for electromechanical sub-contractor, and KJTS Group Bhd has secured a US$3 million award for Installation Sub-Contractor | 2.8994 | 101.6511 | The project involves the construction of a data center in Selangor, Malaysia. The US$190 million project includes the following: 1. Construction of network management centers 2. Construction of an administration building 3. Construction of server rooms 4. Construction of a cafeteria 5. Construction of a parking space 6. Installation of safety and security systems | Heating, ventilation and air conditioning (HVAC) |  |  | March 2026 - We have not been able to obtain further updates on this project. We have retained the same project stage and amended the key dates accordingly. We will update the profile as soon as we obtain any new information. September 16, 2025 - We have not been able to obtain further updates on this project. We have retained the same project stage and amended the key dates accordingly. We will update the profile as soon as we obtain any new information. June 09, 2025 - We have not been able to obtain further updates on this project. We have retained the same project stage and amended the key dates accordingly. We will update the profile as soon as we obtain any new information. November 2024 - Pre-construction activities are underway. October 2024 - KJTS Group Bhd has been awarded as a sub-contractor by Sunway Engie DC Sdn Bhd. August 2024 - Sunway Engie DC Sdn Bhd has been awarded as sub-contractor. March 2024 - Sunway Construction Group Bhd has been awarded a US$158 million construction contract. Q1 2023 - A Private Developer announced plans to construct a data center in Selangor. | Information Unavailable |  | Not Funded / Unconfirmed | Private | Private Developer | Sunway Construction Group Bhd
137080 | 137080 | 2026-03-25 14:45 | i-City – Shah Alam Data Center – Selangor | i-City – Shah Alam Data Center – Selangor | https://construction.globaldata.com/Projects/Overview/137080 | Planning | Parent | 171 | 2010 Q4 | Awaiting Confirmation |  | Asia-Pacific | Malaysia | Selangor | Shah Alam |  | 40160 | Commercial & Leisure | Data Center | Data Center |  | Low | New | Onshore | i-City, a subsidiary of listed I-Bhd, is planning to construct a data center in Selangor, Malaysia. The project involves the construction of a data center on 2.8ha of land. It will include the construction of two towers and access roads, and the installation of servers, backup power supply systems, security systems, cooling components, and advanced alarm systems. HDC Data Centre (HDC) has been appointed the operator for the data center, Jerde Partnership as the master planner, and Powerware Systems Sdn Bhd as the design-build contractor. | 3.0652 | 101.483 | The project involves the construction of a data center on 2.8ha area at i-City, Shah Alam, Selangor, Malaysia. The US$171 million project includes the following: 1. Construction of two towers 2. Construction of access roads 3. Installation of backup power supplies 4. Installation of security systems 5. Installation of cooling components 6. Installation of advanced alarm systems | Colocation Data Center; Emergency power/Backup power; Heating, ventilation and air conditioning (HVAC); Tier 3 Data Center |  |  | March 2026 - We have not been able to obtain further updates on this project. We have retained the same project stage and amended the key dates accordingly. We will update the profile as soon as we obtain any new information. November 24, 2025 - We have not been able to obtain further updates on this project. We have retained the same project stage and amended the key dates accordingly. We will update the profile as soon as we obtain any new information. June 09, 2025 - We have not been able to obtain further updates on this project. We have retained the same project stage and amended the key dates accordingly. We will update the profile as soon as we obtain any new information. October 22, 2024 - We have not been able to obtain further updates on this project. We have retained the same project stage and amended the key dates accordingly. We will update the profile as soon as we obtain any new information. August 30, 2023 - We have not been able to obtain further updates on this project. We have retained the same project stage and amended the key dates accordingly. We will update the profile as soon as we obtain any new information. April 30, 2022 - We have not been able to obtain further updates on this project. We have retained the same project stage and amended the key dates accordingly. We will update the profile as soon as we obtain any new information. June 2021 - Planning activities are underway. March 30, 2020 - We have not been able to obtain further updates on this project. We have retained the same project stage and amended the key dates accordingly. We will update the profile as soon as we obtain any new information. August 30, 2018 - We have not been able to obtain further updates on this project. We have retained the same project stage and amended the key dates accordingly. We will update the profile as soon as we obtain any new information. June 30, 2017 - We have not been able to obtain further updates on this project. We have retained the same project stage and amended the key dates accordingly. We will update the profile as soon as we obtain any new information. Q3 2016 - Planning activities are underway. March 2015 - Powerware Systems appointed as design-build contractor. Q2 2014 - Planning activities are underway. Q4 2010 - i-City announced plans to build i-City South Data Center project. | Information Unavailable |  | Not Funded / Unconfirmed | Private | i-City | Powerware Systems Sdn Bhd | Powerware Systems Sdn Bhd | The Jerde Partnership Inc
512820 | 512820 | 2026-03-25 14:44 | Converge ICT Solutions Inc/ Super Micro – Pampanga Data Center – Central Luzon | Converge ICT Solutions Inc/ Super Micro – Pampanga Data Center – Central Luzon | https://construction.globaldata.com/Projects/Overview/512820 | Construction Complete | Parent | 50 | 2023 Q4 | 2024 Q3 | 2026 Q1 | Asia-Pacific | Philippines | Central Luzon |  | Pampanga |  | Commercial & Leisure | Data Center | Data Center |  |  | New | Onshore | Converge ICT Solutions Inc. (Converge ICT) and Super Micro Computer Inc. (SMCI) has undertaken the construction of a Tier III colocation data center in Pampanga, Central Luzon, the Philippines. The project involved the construction of a 9,000sqm data center with a consumption capacity of 12MW. It included the construction of data halls, server rooms, 1,200 racks, administration facilities, and the installation of equipment, safety, and security systems. Meinhardt has provided Mechanical, Electrical, Plumbing, Fire Protection Engineering Services. The project is committed to operating on 100% renewable energy. It is equipped with reliable uninterruptible power supply (UPS) and it will use a liquid cooling system. In March 2026, construction works were completed. | 15.0517 | 120.6448 | The project involved the construction of a 9,000sqm data center with a consumption capacity of 12MW in Pampanga, Central Luzon, the Philippines. The US$50 million project included the following: 1. Construction of data halls 2. Construction of server rooms 3. Construction of 1,200 racks 4. Construction of administration facilities 5. Installation of equipment 6. Installation of generators 7. Installation of safety and security systems | Colocation Data Center; Tier 3 Data Center |  |  | March 2026 - Construction works were completed. February 2026 - Construction activities are underway. November 2025 - Construction activities are underway. July 2025 - Construction activities are underway. October 2024 - Construction activities are underway. September 2024 - Construction works commenced. April 2024 - Planning activities are underway. Q4 2023 - Converge ICT and SMCI announced plans to build a data center in Pampanga. | Construction Completed | 5 | Not Funded / Unconfirmed | Private | Converge ICT Solutions Inc;Super Micro Computer Inc |  | Super Micro Computer Inc | Meinhardt Philippines, Inc.
438439 | 438439 | 2026-03-25 14:41 | Penzance RE – Chantilly Premier Data Center – Virginia | Penzance RE – Chantilly Premier Data Center – Virginia | https://construction.globaldata.com/Projects/Overview/438439 | Execution | Parent | 150 | 2022 Q1 | 2025 Q4 | 2027 Q1 | North America | United States | Virginia | Chantilly | at 4151 Auto Park Circle | 20151 | Commercial & Leisure | Data Center | Data Center |  |  | New | Onshore | Penzance RE, an affiliate of Penzance Management LLC is undertaking the construction of a data center in Chantilly, Fairfax County, Virginia, the US. The project involves the construction of a 33.5m high, 22,390 m2, three-story hyperscale data center with consumption capacity of 45MW on 4.8ha of land. It includes the construction of server rooms, control units , storage rooms, meet-me rooms , 52 parking spaces and the installation of safety and security systems, equipment and machinery. Penney Design Group as architect, Kimley-Horn as civil engineer, and Whiting-Turner as general contractor for the project. The project has secured a US$100 million construction Loan from QuadReal Property Group. Cushman & Wakefield arranged the loan on behalf of Penzance. The facility will use high-efficiency air-cooled systems and rooftop HVAC units. It is equipped with reliable uninterruptible power supply (UPS) units and generators for backup power systems. It is designed to achieve Leadership in Energy and Environmental Design (LEED) Silver certification. In November 2025, Penzance has executed a lease agreement with Amazon Web Services (AWS) to operate and staff the data center. Construction works are scheduled to be completed by second quarter of 2027. | 38.8947 | -77.4551 | The project involves the construction of a 33.5m high, 22,390m2, three-story data center with consumption capacity of 45MW on 4.8ha of land at 4151 Auto Park Circle in Chantilly, Fairfax County, Virginia, the US. The US$150 million project includes the following: 1. Construction of server rooms 2. Construction of control units 3. Construction of storage rooms 4. Construction of meet-me rooms 5. Construction of 52 parking facilities 6. Installation of equipment and machinery 7. Installation of safety and security systems | Heating, ventilation and air conditioning (HVAC); Hyperscale Data Center; LEED |  |  | March 2026 - Construction activities are underway. November 2025 - Penzance has executed a lease with Amazon Web Services (AWS) to operate and staff the data center. October 2025 - The project has secured a US$100 million construction Loan from QuadReal Property Group. October 2025 - A groundbreaking ceremony was held marking the start of construction. May 2025 - Design activities are underway. July 2024 - The project received approvals from the Fairfax County. January 2024 - The project received zoning approvals from the Fairfax County. September 2023 - Fairfax County planners approved a first stage of zoning request for the data center. October 2022 - A rezoning application was filed with the Fairfax County. Q1 2022 - Penzance Management LLC announced plans to build a data center in Chantilly, Virginia. | Project work on Schedule | 1 | Not Funded / Unconfirmed | Private | Penzance Real Estate | The Whiting-Turner Contracting Co | Penney Design Group LLC | Kimley-Horn and Associates Inc
468751 | 468751 | 2026-03-25 14:04 | Google – Berkeley County Data Center Campus Expansion – South Carolina | Google – Berkeley County Data Center Campus Expansion – South Carolina | https://construction.globaldata.com/Projects/Overview/468751 | Planning | Parent | 1300 | 2024 Q1 | 2027 Q1 | 2029 Q4 | North America | United States | South Carolina |  | Berkeley County | 29461 | Commercial & Leisure | Data Center | Data Center |  | Low | Expansion | Onshore | Google is planning to build a hyperscale data center in Moncks Corner, Berkeley County, South Carolina, the US. The project involves the expansion of a data center. It includes the construction of server rooms, control rooms, an administrative space, an office space, break rooms, and sleep rooms and the installation of equipment, and safety and security systems. The facility will be powered by renewable energy. The project is part of Google's US$9,000 million investment plan in South Carolina. It will create 200 jobs. | 33.066 | -80.0425 | The project involves the expansion of a data center campus in Moncks Corner, Berkeley County, South Carolina, the US. The US$1,300 million project includes the following: 1. Construction of server rooms 2. Construction of control rooms 3. Construction of an office space 4. Construction of break rooms 5. Construction of sleep rooms 6. Construction of an administrative space 7. Construction of parking facilities 8. Installation of safety and security systems | Hyperscale Data Center |  |  | March 2026 - Planning activities are underway. September 2025 - Planning activities are underway. October 2024 - Planning activities are underway. Q1 2024 - Google announced plans to expand its existing data center campus in Berkeley County. | No Major Development | 0 | Not Funded / Unconfirmed | Private | Google LLC
510861 | 510861 | 2026-03-25 13:53 | Bohler Engg – Fort Meade Data Center Campus – Florida | Bohler Engg – Fort Meade Data Center Campus – Florida | https://construction.globaldata.com/Projects/Overview/510861 | Planning | Parent | 2800 | 2025 Q1 | 2027 Q1 | 2029 Q4 | North America | United States | Florida |  | 80km east of Tampa, Polk County | 33801 | Commercial & Leisure | Data Center | Data Center |  | Low | New | Onshore | Bohler Places LLC, a division of Bohler Engineering, is planning to build a hyperscale data center campus in Florida, the US. The project involves the construction of a eight buildings 408,775m2 data center campus with a total consumption capacity of 1,300MW on 445ha of land. It includes the construction of server rooms, control rooms, data halls and the installation of racks, the cooling system, and safety and security systems. The facility will secure power from Duke Energy’s Hines complex. | 27.9963 | -83.2093 | The project involves the construction of a eight buildings 408,775m2 data center campus with a total consumption capacity of 1,300MW on 445ha of land in Florida, the US. The US$2,800 million project includes the following: 1. Construction of server rooms 2. Construction of control rooms 3. Installation of data halls 4. Installation of racks 5. Installation of the cooling system 6. Installation of safety and security systems | Heating, ventilation and air conditioning (HVAC); Hyperscale Data Center |  |  | March 2026 - The project is in the early stages of planning. August 2025 - Bohler submitted an application to the Southwest Florida Water Management District July 2025 - The project is in early stages of development. June 2025 - The project secured zoning approval from the Fort Meade City Commission. Q1 2025 - Bohler Places LLC announced plans to build data center campus in Fort Meade. | No Major Development | 0 | Not Funded / Unconfirmed | Private | Bohler Engineering
398953 | 398953 | 2026-03-25 13:07 | Nxtra – Hyderabad Data Center Facility – Telangana | Nxtra – Hyderabad Data Center Facility – Telangana | https://construction.globaldata.com/Projects/Overview/398953 | Planning | Parent | 244 | 2023 Q1 | Awaiting Confirmation |  | Asia-Pacific | India | Telangana | Hyderabad |  |  | Commercial & Leisure | Data Center | Data Center |  | Low | New | Onshore | Nxtra Data Centers, a subsidiary of Bharati Airtel is planning to build a hyperscale data center facility in Hyderabad, Telangana, India. The project involves the construction of a data center facility with a consumption capacity of 60MW of IT load for the first phase. It includes the construction of server rooms, office rooms, and parking spaces, and the installation of elevators and safety and security systems. | 17.384 | 78.4564 | The project involves the construction of a hyperscale data center in Hyderabad, Telangana, India. The US$244 million (INR20,000 million) project includes the following: 1. Construction of server rooms 2. Construction of office rooms 3. Construction of parking spaces 4. Installation of elevators 5. Installation of safety and security systems | Heating, ventilation and air conditioning (HVAC); Hyperscale Data Center | A data center facility is planned to be built in Hyderabad, Telangana. The aim of the project is to meet the rising demand for data center facilities in the region. |  | March 25, 2026 - We have not been able to obtain further updates on this project. We have retained the same project stage and amended the key dates accordingly. We will update the profile as soon as we obtain any new information. July 2025 - We have not been able to obtain further updates on this project. We have retained the same project stage and amended the key dates accordingly. We will update the profile as soon as we obtain any new information. November 07, 2024 - We have not been able to obtain further updates on this project. We have retained the same project stage and amended the key dates accordingly. We will update the profile as soon as we obtain any new information. May 2024 - Planning activities are underway. January 2024 - Planning activities are underway. February 2023 - The project is in its early stages of development. January 2023 - Nxtra Data Centers announced plans to build a hyperscale data center facility in Hyderabad. | Information Unavailable |  | Not Funded / Unconfirmed | Private | Nxtra Data Ltd
493186 | 493186 | 2026-03-25 13:02 | Red Wolf DCD – 13000 Parallel Parkway Data Center Campus – Kansas | Red Wolf DCD – 13000 Parallel Parkway Data Center Campus – Kansas | https://construction.globaldata.com/Projects/Overview/493186 | Planning | Parent | 12600 | 2024 Q4 | 2029 Q1 | 2034 Q3 | North America | United States | Kansas | Kansas City | at 13000 Parallel Parkway | 66109 | Commercial & Leisure | Data Center | Data Center |  | Low | New | Onshore | RedWolf DCD Properties LLC is planning to build a hyperscale data center campus at 13000 Parallel Parkway, near the Kansas Speedway in Wyandotte County/Kansas City, Kansas, the US. The project involves the construction of a 167,225.4m2 data center campus comprising six buildings with a total consumption capacity of 600MW on 222.5ha of land. It includes the construction of a substation on each side of Parallel Parkway between 131st and 118th Streets, server rooms comprising 5,000 servers, and the installation of equipment and safety and security systems. It will create 200 jobs in the community. Construction of the project will take five to seven years to complete. | 39.1323 | -94.8803 | The project involves the construction of a 167,225.4m2 data center campus comprising six buildings with a total consumption capacity of 600MW on 222.5ha of land at 13000 Parallel Parkway in Wyandotte County/Kansas City, Kansas, the US. The US$12,600 million project includes the following: 1. Construction of two substations 2. Construction of server rooms comprising 5,000 servers 3. Installation of equipment and safety and security systems | Heating, ventilation and air conditioning (HVAC); Hyperscale Data Center |  |  | March 2026 - The project is awaiting a final decision from the Unified Government of Wyandotte County and Kansas City. November 2025 - A lawsuit has been filed against the project. July 2025 - Planning activities are underway. May 2025 - The Unified Government Planning Commission of Wyandotte County recommended that the Unified Government Board of Commissioners adopt a package that includes rezoning, preliminary platting, and master plan amendments. April 2025 - Red Wolf DCD Properties LLC filed plans with the Unified Government of Wyandotte County/Kansas, to develop the project. Q4 2024 - Red Wolf DCD Properties LLC announced plans to build a data center campus in Kansas City, Kansas. | No Major Development | 0 | Not Funded / Unconfirmed | Private | Red Wolf DCD Properties LLC
383383 | 383383 | 2026-03-25 13:02 | Amber Kestral – Rosemount Data Center – Minnesota | Amber Kestral – Rosemount Data Center – Minnesota | https://construction.globaldata.com/Projects/Overview/383383 | Execution | Parent | 800 | 2022 Q3 | 2024 Q1 | 2027 Q4 | North America | United States | Minnesota | Rosemount | UMore Park | 55068 | Commercial & Leisure | Data Center | Data Center |  |  | New | Onshore | Amber Kestral LLC (AK), a subsidiary of Meta, is undertaking the construction of a hyperscale data center at UMore Park in Rosemount, Minnesota, the US. The project involves the construction of a 66,425m2 data center with a consumption capacity of 10MW on 113ha of land. It includes the construction of server rooms, meeting rooms, administrative space, and the installation of equipment. The campus is expected to reach up to 75MW in 10 years. The facility has been committed to operating on 100% renewable energy. The facility has been designed to meet LEED Gold certification. In October 2022, Xcel Energy submitted an application to the Minnesota Public Utility Commission to provide electricity services to the data center. In 2024, the construction works commenced. | 44.7344 | -93.0844 | The project involves the construction of a 66,425m2 data center with a consumption capacity of 10MW on 113ha of land at UMore Park in Rosemount, Minnesota, the US. The US$800 million project includes the following: 1. Construction of server rooms 2. Construction of meeting rooms 3. Construction of administrative space 4. Installation of equipment | Heating, ventilation and air conditioning (HVAC); Hyperscale Data Center; LEED |  |  | March 2026 - Construction works are underway. February 2025 - Construction works are underway. Q1 2024 - Construction works commenced. September 2023 - Planning activities are underway. July 2023 - The project is awaiting approvals. November 2022 - The project is awaiting approvals. October 2022 - Xcel Energy submitted application to Minnesota Public Utilities Commission to provide power to the data center. Q3 2022 - AK announced plans to build a data center in Minnesota. | Project work on Schedule | 1 | Not Funded / Unconfirmed | Private | Amber Kestral LLC | M. A. Mortenson Co
454742 | 454742 | 2026-03-25 13:01 | Tract – Project Range Data Center – Arizona | Tract – Project Range Data Center – Arizona | https://construction.globaldata.com/Projects/Overview/454742 | Planning | Parent | 20000 | 2024 Q3 | 2027 Q1 | 2040 Q4 | North America | United States | Arizona | Buckeye | Buckeye area, Maricopa County. |  | Commercial & Leisure | Data Center | Data Center | Parking Facilities | Low | New | Onshore | Tract Limited (Tract) is constructing a Tier III hyperscale data center campus in the Buckeye area of Maricopa County, Arizona, the US. The project involves the construction of a 1,858,060m2 data center campus comprising 40 buildings with a power consumption capacity of 1,800MW on 817ha of land. It includes the construction of server rooms, office space, administrative facilities, storage facilities, loading docks, and parking facilities, and the installation of equipment and safety and security systems. The facility has been committed to operating on nuclear (Palo Verde) and solar energy and a target power usage effectiveness (PIE) of less than 1.15. It will utilize an air and direct liquid cooling system. In November 2024, Tract acquired 837.29ha of land parcel in Buckeye for US$136 million. | 33.4715 | -112.988 | The project involves the construction of a 1,858,060m2 data center campus comprising 40 buildings with a power consumption capacity of 1,800MW on 817ha of land in the Buckeye area of Maricopa County, Arizona, the US. The US$20,000 million project includes the following: 1. Construction of server rooms 2. Construction of office space 3. Construction of administrative facilities 4. Construction of storage facilities 5. Construction of loading docks 6. Construction of parking facilities 7. Installation of equipment 8. Installation of safety and security systems | Heating, ventilation and air conditioning (HVAC); Hyperscale Data Center |  |  | March 2026 - Planning activities are underway. November 2025 - Planning activities are underway. June 2025 - Planning activities are underway. December 2024 - Planning activities are underway. November 2024 - Tract has acquired 837.29ha of land parcel in Buckeye for US$136 million. September 2024 - Planning activities are underway. August 2024 - Tract announced plans to build a data center in Buckeye. | No Major Development | 0 | Not Funded / Unconfirmed | Private | Tract Limited |  |  | Tract Limited
447426 | 447426 | 2026-03-25 13:00 | Jakel Grp/ PiDC Hldgs – Cyberjaya PiDC Data Center – Selangor | Jakel Grp/ PiDC Hldgs – Cyberjaya PiDC Data Center – Selangor | https://construction.globaldata.com/Projects/Overview/447426 | Execution | Parent | 255 | 2023 Q1 | 2024 Q3 | 2027 Q4 | Asia-Pacific | Malaysia | Selangor | Sepang | Cyberjaya. |  | Commercial & Leisure | Data Center | Data Center |  |  | New | Onshore | Pi Data Center Sdn Bhd, a subsidiary of PiDC Holdings Bhd (PiDC) in a joint venture with Jakel Group is undertaking the construction of a data center in Cyberjaya, Selangor, Malaysia. The project involves the construction of a Tier-III 51MW data center on 2.95ha of land in three phases. It includes the construction of server rooms, data halls, meeting rooms, administrative facilities, parking facilities, and the installation of safety and security systems. The project will be implemented in three phases. Jakel holds a 40% stake on the project and while the remaining 60% is held by PiDC. In the first quarter of 2024, PiDC secured US$53 million in financing from Bank Pembangunan Malaysia Berhad. It will contribute to the development of robust digital infrastructure and facilitate the growth of the digital workforce, enhancing Malaysia's capabilities in digital innovation. Construction works for the first phase commenced in the third quarter of 2024 and are scheduled to be completed by the fourth quarter of 2025. | 2.9339 | 101.6456 | The project involves the construction of a Tier-III 51MW data center on 2.95ha of land in Cyberjaya, Selangor, Malaysia. The US$255 million project includes the following: 1. Construction of server rooms 2. Construction of data halls 3. Construction of meeting rooms 4. Construction of administrative facilities 5. Construction of parking facilities 6. Installation of safety and security systems | Heating, ventilation and air conditioning (HVAC); Tier 3 Data Center |  |  | March 2026 - Construction activities are underway. June 2025 - Construction activities are underway. September 2024 - Construction activities are underway. February 2024 - PiDC secured US$53 million in financing from Bank Pembangunan. Q1 2023 - PiDC and Jakel Group are planning to construct a data center in Cyberjaya. | Project work on Schedule | 1 | Partially Funded | Private | Jakel Group;PiDC Holdings Sdn Bhd
336664 | 336664 | 2026-03-25 11:10 | MSFT – Transforma Chile Data Center Development – Santiago Metropolitan | MSFT – Transforma Chile Data Center Development – Santiago Metropolitan | https://construction.globaldata.com/Projects/Overview/336664 | Execution | Parent | 11300 | 2020 Q4 | 2024 Q4 |  | South and Central America | Chile | Santiago Metropolitan | Santiago |  |  | Commercial & Leisure | Data Center | Data Center |  |  | New | Onshore | Microsoft Chile SA, a subsidiary of Microsoft Corporation plans to develop the Transforma Chile in Santiago, Chile. The project involves the construction of data centers, a local advisory board building, administrative buildings, office buildings, server control buildings, electric distribution areas, parking spaces, and warehouses, and the installation of equipment and power facilities. The project also involves Quilicura SCL03 Data Center. In June 2025, construction of the Chile Central cloud region was completed. | -33.4569 | -70.6483 | The project includes the construction of a data center network, in Santiago, Chile. The US$11,300 million project includes the following: 1. Construction of data centers 2. Construction of a local advisory board building, 3. Construction of administrative buildings 4. Construction of office buildings 5. Construction of server control buildings 6. Construction of electric distribution areas 7. Construction of parking spaces 8. Construction of warehouses 9. Installation of equipment 10. Installation of power facilities | Heating, ventilation and air conditioning (HVAC); Hyperscale Data Center | A data center network is proposed for construction in Santiago. The objective of the project is to accelerate growth and business transformation in Chile, The project will increase remote work communications and learning through services like Microsoft Teams, improve the reliability and scale of services from Chilean businesses, and empower individuals and the public and private sectors to innovate with the latest developer tools. The project creates 51,000 jobs. The project is also known as Transforma Chile. |  | March 2026 - We have not been able to obtain further updates on this project. We have retained the same project stage and amended the key dates accordingly. We will update the profile as soon as we obtain any new information. June 2025 - Construction of the Chile Central cloud region is completed. October 2024 - Construction started. July 2024 - Planning activities are underway. December 2023 - Planning activities are underway. April 2023 - Microsoft Chile SA received environmental approval from SEIA. March 2023 - The project is waiting for environmental approval for Quilicura SCL03 Data Center. June 2022 - The project is waiting for environmental approval for Quilicura SCL03 Data Center. December 16, 2021 - Microsoft Chile SA submitted the DIA to SEA for Quilicura SCL03 Data Center. October 2021 - Planning activities are underway. March 2021 - The project is in the early stages of development. December 2020 - The project is in the initial stage of development. December 2020 - Microsoft announced plans to develop the Transforma Chile in Santiago, Chile. | Information Unavailable |  | Not Funded / Unconfirmed | Private | Microsoft Corp
562177 | 562177 | 2026-03-25 10:59 | SEGRO – SEGRO Slough Trading Estate Data Center – Slough | SEGRO – SEGRO Slough Trading Estate Data Center – Slough | https://construction.globaldata.com/Projects/Overview/562177 | Planning | Parent | 170 | 2025 Q3 | 2027 Q1 | 2030 Q4 | Europe | United Kingdom | Slough | Slough | Slough Trading Estate |  | Commercial & Leisure | Data Center | Data Center |  | Medium | New | Onshore | SEGRO Plc is planning to undertake the construction of a colocation data center in the Slough Trading Estate, the UK The project involves the construction of a three-storey 30,000m2 data center and 50MW of utility power. It includes the construction of data halls with racks, meeting rooms, office space, storage facilities and parking facilities, and the installation of elevators, power and cooling systems, safety and security systems. Chetwoods Architects has been appointed as a master planner, AR Urbanism Ltd and Stantec Consulting International LLC as design consultants. SEGRO targeting a BREEAM Excellent rating for the data center. | 51.5095 | -0.59541 | The project involves the construction of a three-storey 30,000m2 data center and 50MW of utility power in the Slough Trading Estate, the UK. The US$170 million project includes the following: 1. Construction of data halls with racks 2. Construction of meeting rooms 3. Construction of office space 4. Construction of storage facilities 5. Construction of parking facilities 6. Installation of elevators 7. Installation of power and cooling systems 8. Installation of safety and security systems | Colocation Data Center; Elevator; Heating, ventilation and air conditioning (HVAC) |  |  | March 2026 - SEGRO has signed an agreement to develop a powered shell data center for an existing customer on the Slough Trading Estate. Q3 2025 - SEGRO announced plans to build a data center on the Slough Trading Estate. | Project work on Schedule | 1 | Not Funded / Unconfirmed | Private | SEGRO Plc |  | AR Urbanism Ltd;Stantec Consulting International LLC | Chetwoods Architects
562179 | 562179 | 2026-03-25 02:24 | Corporate Office PT – COPT Potranco Data Center – Texas | Corporate Office PT – COPT Potranco Data Center – Texas | https://construction.globaldata.com/Projects/Overview/562179 | Planning | Parent | 25 | 2025 Q4 | 2026 Q4 | 2027 Q4 | North America | United States | Texas | San Antonio | 1535 NW Crossroads | 78251 | Commercial & Leisure | Data Center | Data Center |  | Medium | New | Onshore | COPT SAN ANTONIO LP, an entity associated with Copt Defense Properties, is planning to build a data center in San Antonio, Texas, the US. The project involves the construction of a two-storey, 13,190m2 data center. It includes the construction of data halls, meet-me rooms, server rooms, a substation and the installation of generators and uninterruptible power supply (UPS) units, cooling systems and safety and security systems. Gensler has been appointed as the architect. Construction is expected to start in the fourth quarter of 2026, and completion is expected to be completed by the fourth quarter of 2027. | 29.4506 | -98.6375 | The project involves the construction of a two-storey, 13,190m2 data center at 1535 NW Crossroads in San Antonio, Texas, the US. The US$25 million project includes the following: 1. Construction of data halls 2. Construction of server rooms 3. Construction of a substation 4. Installation of generators and uninterruptible power supply (UPS) units 5. Installation of the cooling system 6. Installation of safety and security systems |  |  |  | March 2026 - COPT SAN ANTONIO LP submitted plans for approval with the Texas Department of Licensing and Regulation (TDLR). Q4 2025 - COPT SAN ANTONIO LP announced plans to build a data center in San Antonio, Texas. | Major Authority Clearance Submitted | 1 | Not Funded / Unconfirmed | Private | COPT Defense Properties |  | M. Arthur Gensler Jr. & Associates Inc
562178 | 562178 | 2026-03-25 02:24 | Amazon Data Services – Bitter Blue Data Center – Texas | Amazon Data Services – Bitter Blue Data Center – Texas | https://construction.globaldata.com/Projects/Overview/562178 | Planning | Parent | 65 | 2025 Q4 | 2026 Q4 | 2029 Q1 | North America | United States | Texas | San Antonio | 12807 Donop Road | 78112 | Commercial & Leisure | Data Center | Data Center |  | Medium | New | Onshore | Amazon Web Services (AWS) is planning to build a hyperscale data center project in San Antonio, Texas, the US. The project involves the construction of a two-storey, 11,093m2 data center. It includes the construction of data halls, meet-me rooms, server rooms, a substation and the installation of generators and uninterruptible power supply (UPS) units, cooling systems and safety and security systems. Gensler has been appointed as the architect. Construction is expected to start in the fourth quarter of 2026, and completion is expected to be completed by the first quarter of 2029. | 29.2926 | -98.3889 | The project involves the construction of a two-storey, 11,093m2 data center at 12807 Donop Road in San Antonio, Texas, the US. The US$65 million project includes the following: 1. Construction of data halls 2. Construction of server rooms 3. Construction of a substation 4. Installation of generators and uninterruptible power supply (UPS) units 5. Installation of the cooling system 6. Installation of safety and security systems | Hyperscale Data Center |  |  | March 2026 - AWS submitted plans for approval with the Texas Department of Licensing and Regulation (TDLR). Q4 2025 - AWS announced plans to build a data center in San Antonio, Texas. | Major Authority Clearance Submitted | 1 | Not Funded / Unconfirmed | Private | Amazon Data Services Inc |  | M. Arthur Gensler Jr. & Associates Inc
467840 | 467840 | 2026-03-24 19:01 | Khazna Data – AI Enhanced Data Centre in Al Amerah (Plot No. 2302) – Ajman | Khazna Data – AI Enhanced Data Centre in Al Amerah (Plot No. 2302) – Ajman | https://construction.globaldata.com/Projects/Overview/467840 | Execution | Parent | 800 | 2023 Q1 | 2024 Q4 | 2026 Q4 | Middle East and Africa | United Arab Emirates | Ajman | Ajman |  |  | Commercial & Leisure | Data Center | Data Center |  |  | New | Onshore | Khazna Data Centres is undertaking the construction of a largest artificial intelligence data center in the emirate of Ajman, the UAE. The project involves the construction of a Tier 3 data centre. It includes the IT Load Capacity: The facility is planned with an IT load capacity of about 100 MW, Backup and Resilience: The facility will include Diesel generators and battery backup systems, Data Centre Type: The project is planned as a hyperscale data centre, Cooling Systems: Modular design with advanced cooling techniques, Floor Load Capacity: The loading capacity is around 1,500 kg per square meter., Energy Efficiency: Designed to achieve a PUE of 1.4 for high energy efficiency. Rack Configuration: The facility will support Standard 42U racks. Construction works have commenced. In December 2024, construction works are ongoing on the project. Construction works are underway and are expected to be completed by the end of the year 2025. In April 2025, steel structural works are completed on the project. In October 2025, construction works are ongoing, and the project is expected to be completed by December 2026. In December 2025, structural works are progressing on the project. In March 2026, external finishing works are progressing on the project. | 25.3881 | 55.5769 | Khazna Data Centres is undertaking the construction of a largest artificial intelligence data center in the emirate of Ajman, the UAE. The project is expected to have a capacity of 100MW. Building permit no.: 01-BLDG-100-24-0004276 Site area: 100,000 m2. Plot no.: 2303. The project is also known as QAJ1 and is expected to become the region’s first artificial intelligence (AI)-optimised data centre, to play a crucial role in supporting the growth of digital and AI-based services across the UAE. The project includes the integration of advanced liquid cooling solutions to efficiently dissipate heat from graphics processing units and central processing units, and enable the rapid processing power required for AI applications. The US$800 million project includes the following: Key Technical Features: 1. IT Load Capacity: The facility is planned with an IT load capacity of about 100 MW 2. Backup and Resilience: The facility will include Diesel generators and battery backup systems 3. Data Centre Type: The project is planned as a hyperscale data centre 4. Cooling Systems: Modular design with advanced cooling techniques 5. Floor Load Capacity: The loading capacity is around 1,500 kg per square meter. 6. Energy Efficiency: Designed to achieve a PUE of 1.4 for high energy efficiency 7. Rack Configuration: The facility will support Standard 42U racks | Heating, ventilation and air conditioning (HVAC); Hyperscale Data Center; Tier 3 Data Center | A largest artificial intelligence data center is planned to be developed in the emirate of Ajman. |  | March 2026 - As per the site visit on March 16, 2026, external finishing works are progressing on the project. January 2026 - As per the site visit on December 8, 2025, structural works are progressing on the project. October 2025 - Construction works are ongoing and the project is expected to be completed by December 2026. April 2025 - Steel structural works are completed on the project. March 2025 - Construction works are underway and are expected to be completed by the end of the year 2025. December 2024 - Construction works are ongoing on the project. October 2024 - Construction works have commenced. | Project work on Schedule | 1 | Not Funded / Unconfirmed | Private | Khazna Data Center Ltd | Laing O'Rourke Plc |  | Proarc Architects & Engineering Consultants
561801 | 561801 | 2026-03-24 18:56 | Fossefall – Rollag Data Center – Buskerud | Fossefall – Rollag Data Center – Buskerud | https://construction.globaldata.com/Projects/Overview/561801 | Planning | Parent | 60 | 2025 Q4 | 2027 Q2 | 2028 Q4 | Europe | Norway | Buskerud |  | Rollagsvegen 50, Rollag | 3626 | Commercial & Leisure | Data Center | Data Center |  | Medium | New | Onshore | Fossefall is planning to undertake the construction of a colodata center in Rollag, Buskerud, Norway. The project involves the construction of a data center with a consumption capacity of 15MW. It includes the construction of data halls, server rooms, an administrative space, and the installation of generators, cooling systems, and safety and security systems. The project aims to redevelop an existing old factory into a data center. This initiative is part of Fossefall's broader strategy to establish 500MW of "clean" AI infrastructure across the Nordics by 2030, utilizing surplus renewable energy, primarily hydroelectric power. | 59.9799 | 9.292 | The project involves the construction of a data center with a consumption capacity of 15MW in Rollag, Buskerud, Norway. The US$60 million project includes the following: 1. Construction of data halls 2. Construction of server rooms 3. Construction of an administrative space 4. Installation of generators 5. Installation of cooling systems 6. Installation of safety and security systems |  |  |  | March 2026 - Planning activities are underway. Q4 2025 - Fossefall announced plans for the construction of a data center in Rollag. | Project work on Schedule | 1 | Not Funded / Unconfirmed | Private | Fossefall AS
562128 | 478224 | 2026-03-24 18:41 | EdgeConneX/ Kagoya AM – Osaka-Kyoto Data Center: Phase I – Kyoto | EdgeConneX/ Kagoya AM – Osaka-Kyoto Data Center – Kyoto | https://construction.globaldata.com/Projects/Overview/562128 | Execution | Sub | 50 | 2025 Q1 | 2026 Q1 | 2028 Q1 | Asia-Pacific | Japan | Kyoto | Kyoto | Osaka-Kyoto |  | Commercial & Leisure | Data Center | Data Center |  |  | New | Onshore | EdgeConneX Inc. and Kagoya Asset Management are undertaking the construction of a hyperscale AI-ready data center in the Osaka-Kyoto area, Kansai region, Kyoto, Japan. The project involves the construction of a data center with a consumption capacity of 28MW. It includes the construction of server rooms, electric distribution rooms, administrative facilities, storage facilities, parking facilities, and the installation of generators, safety and security systems. The facility will be operated on renewable energy. It is equipped with N+1/2N UPS redundancy and uses a liquid cooling system. Upon completion, it will be one of the largest data centers in the Kansai area. Its state-of-the-art design can meet the high-density requirements of AI and High-Performance compute deployments. Construction is expected to be completed by the first quarter of 2028. | 35.0211 | 135.7538 | The project involves the construction of a data center with a consumption capacity of 28MW in the Greater Osaka-Kyoto area, Kyoto, Japan. The US$50 million project includes the following: 1. Construction of electric distribution rooms 2. Construction of server rooms 3. Construction of administrative facilities 4. Construction of storage facilities 5. Construction of parking facilities 6. Installation of generators 7. Installation of safety and security systems | Hyperscale Data Center |  |  | March 2026 - A ground-breaking ceremony was held. September 2025 - Planning activities are underway. Q1 2025 - EdgeConneX announced plans to construct the data center in the Kansai region. | Construction Commenced | 4 | Not Funded / Unconfirmed | Private | EdgeConneX Inc;Kagoya Asset Management Inc
539960 | 539960 | 2026-03-24 18:21 | Digital Realty – Uptown Charlotte Data Center – North Carolina | Digital Realty – Uptown Charlotte Data Center – North Carolina | https://construction.globaldata.com/Projects/Overview/539960 | Planning | Parent | 200 | 2025 Q1 | 2027 Q2 | 2028 Q3 | North America | United States | North Carolina | Charlotte | 725 E Trade Street | 28202 | Commercial & Leisure | Data Center | Data Center |  | Low | Redevelopment | Onshore | Digital Trade Street 2, a subsidiary of Digital Realty Trust, is planning to construct a colocation data center at 725 East Trade Street in Charlotte, North Carolina, the US. The project involves demolition of the former Court Arcade building, along with a nearby parking lot, and a one-story block structure for the construction of a four-story data center with a capacity of 12MW on 1ha of land. It includes the construction of data halls with racks, meeting rooms, office space, storage facilities and parking facilities, and the installation of power and cooling systems, safety and security systems. In March 2025, Digital Realty Trust acquired the site from Shamrock Management Corp. for US$9.5 million. In October 2025, Digital Realty Trust submitted a land development construction plan to the City of Charlotte. | 35.2271 | -80.8431 | The project involves the construction of a four-story data center with a capacity of 12MW on 1ha of land in Charlotte, North Carolina, the US. The US$200 million project includes the following: 1. Construction of data halls with racks 2. Construction of meeting rooms 3. Construction of office space 4. Construction of storage facilities 5. Construction of parking facilities 6. Installation of power and cooling systems 7. Installation of safety and security systems | Colocation Data Center; Heating, ventilation and air conditioning (HVAC) |  |  | March 2026 - The project is awaiting approvals. October 2025 - Digital Realty Trust Inc. has submitted the land development construction plan to the City of Charlotte. March 2025 - Digital Realty Trust Inc. has acquired the Court Arcade building at 725 East Trade Street. Q1 2025 - Digital Realty Trust Inc. announced plans to build a data center in Upton Charlotte. | Project Awaiting Approvals | 0 | Not Funded / Unconfirmed | Private | Digital Realty Trust Inc
512191 | 512191 | 2026-03-24 18:07 | Gigaland – Gigaland Data Center Campus – Virginia | Gigaland – Gigaland Data Center Campus – Virginia | https://construction.globaldata.com/Projects/Overview/512191 | Planning | Parent | 2500 | 2024 Q1 | 2028 Q1 | 2032 Q4 | North America | United States | Virginia |  | on Lucky Hill Road in Remington. |  | Commercial & Leisure | Data Center | Data Center |  | Low | New | Onshore | Gigaland LLC is planning to construct a data center campus on Lucky Hill Road in Remington, Fauquier County, Virginia, the US. The project involves the construction of 260,128m2, 800MW seven two-story data center buildings on 80.9ha of land. It includes the construction of three on-site substations, server rooms, an administrative space, distribution rooms, office space, a conference center, parking, and related facilities, and the installation of safety and security systems. | 38.5392 | -77.7753 | The project involves the construction of 260,128m2, 800MW seven two-story data center buildings on 80.9ha of land on Lucky Hill Road in Remington, Fauquier County, Virginia, the US. The US$2,500 million project includes the following: 1. Construction of three on-site substations 2. Construction of server rooms 3. Construction of an administrative space 4. Construction of distribution rooms 5. Construction of office space 6. Construction of a conference center 7. Construction of parking and related facilities 8. Installation of safety and security systems | Heating, ventilation and air conditioning (HVAC) |  |  | March 2026 - Gigaland LLC is in the process of submitting a revised planning application. December 2025 - Gigaland LLC is in the process of submitting a revised planning application. August 25, 2025 - Gigaland LLC withdrew a planning application. June 2024 - Gigaland LLC submitted a planning application to the Fauquier County planning commission. Q1 2024 - Gigaland LLC announced plans to build a data center campus in Remington. | No Major Development | 0 | Not Funded / Unconfirmed | Private | Gigaland LLC
474375 | 474375 | 2026-03-24 17:41 | AWS – Fayette County Data Center – Ohio | AWS – Fayette County Data Center – Ohio | https://construction.globaldata.com/Projects/Overview/474375 | Planning | Parent | 5000 | 2024 Q2 | 2026 Q4 | 2030 Q4 | North America | United States | Ohio |  |  |  | Commercial & Leisure | Data Center | Data Center |  | Low | New | Onshore | Amazon Web Services Inc. (Amazon Web Svcs) is planning to build a hyperscale data center in Jefferson Township, Fayette County, Ohio, the US. The project involves the construction of a data center campus on 239ha of land. It includes the construction of substations, data halls, an administrative space, parking facilities, and the installation of safety and security systems. In December 2024, Amazon Web Services finalized and acquired the 239ha of land in Jefferson Township, which comprises two parcels. Parcel One is on Fent Road, bounded by Milledgeville-Jeffers Road. Parcel Two is at the intersection of Milledgeville-Jeffersonville Road and State Route 729, to the northeast corner of the Honda property. | 39.5077 | -84.3023 | The project involves the construction of a data center campus on 239ha of land in Jefferson Township, Fayette County, Ohio, the US. The US$5,000 million project includes the following: 1. Construction of substations 2. Construction of data halls 3. Construction of an administrative space 4. Construction of parking facilities 5. Installation of safety and security systems | Artificial Intelligence; Heating, ventilation and air conditioning (HVAC); Hyperscale Data Center |  |  | March 2026 - Project is in early stages of planning. June 2025 - Project is in early stages of planning. December 2024 - Amazon Web Svcs finalized and acquired the 239ha of site in Jefferson Township. Q2 2024 - Amazon Web Svcs announced plans to build a data center in Fayette County. | No Major Development | 0 | Not Funded / Unconfirmed | Private | Amazon Web Services Inc
448709 | 448709 | 2026-03-24 17:41 | ComEd/ Compass Datacenters – Hoffman Estates Hyperscale Data Center Campus – Illinois | ComEd/ Compass Datacenters – Hoffman Estates Hyperscale Data Center Campus – Illinois | https://construction.globaldata.com/Projects/Overview/448709 | Execution | Parent | 10000 | 2022 Q3 | 2025 Q4 | 2034 Q2 | North America | United States | Illinois | Hoffman Estates | 3333 Beverly Rd | 60179 | Commercial & Leisure | Data Center | Data Center |  |  | Redevelopment | Onshore | Compass Datacenters (CD) and Commonwealth Edison Company (ComEd) are undertaking the construction of a hyperscale data center campus in Hoffman Estates, Illinois, the US. The project involves the construction of a 123,096m2 hyperscale data center campus on 80.9ha of land. It includes the construction of five hyperscale data centers, substations and administrative space, and the demolition of the existing Sears buildings, and the installation of safety and security systems. The facility has been committed to operating on renewable energy. American Demolition Corp. has been appointed as the demolition contractor, and Power Construction Company LLC as the main contractor for the project. In December 2025, construction commenced on the first two data centers, and a topping-out ceremony was held at the first building in February 2026. | 42.0755 | -88.2079 | The project involves the construction of a 123,096m2 data center campus on 80.9ha of land at 3333 Beverly Road in Hoffman Estates, Illinois, the US. The US$10,000 million project includes the following: 1. Construction of five hyper-scale data centers 2. Construction of substations 3. Construction of administrative space 4. Demolition of the existing Sears buildings 5. Installation of safety and security systems | Hyperscale Data Center |  |  | March 2026 - A topping-out ceremony was held on Building 1. December 2025 - Construction works commenced on the first two data centers. June 2025 - The project is awaiting approval. February 2025 - CD is seeking Preliminary and Final Plat of Subdivision and Site Plan approval for the project. July 2024 - Demolition works are underway. June 2024 - Demolition works commenced. Q3 2022 - CD and CEC announced plans to build a data center campus in Hoffman Estates. | Project work on Schedule | 1 | Not Funded / Unconfirmed | Private | Commonwealth Edison Co;Compass Datacenters LLC | Power Construction Company LLC
455104 | 455104 | 2026-03-24 17:16 | atNorth – DEN02 Data Center – South Denmark | atNorth – DEN02 Data Center – South Denmark | https://construction.globaldata.com/Projects/Overview/455104 | Planning | Parent | 2900 | 2024 Q2 | 2027 Q1 | 2030 Q4 | Europe | Denmark | South Denmark |  | 40km west of Billund Airport | 6870 | Commercial & Leisure | Data Center | Data Center |  | High | Redevelopment | Onshore | atNorth is planning to undertake the construction of a colocation data center in Varde Municipality, South Denmark, Denmark. The project involves demolition of existing buildings in the area for the construction of a 225,000m2 data center with initial capacity of 250MW and greenhouses on 174ha of land. It includes the construction of four data halls, two meet-me rooms, technical buildings, a transformer station, a heat recovery plant, a visitor center, parking facilities, the installation of generators, safety and security systems. The project is committed to operating on 100% renewable energy and will utilize Direct Liquid Cooling (DLC) technology to support HPC (High-Performance Computing) and AI (Artificial Intelligence) workloads. The primary cooling provided by chilled water systems in combination with modern mechanical cooling systems, modular compressors with free cooling capabilities in an N+1 redundancy configuration. The facility will be supplied with electricity from the transformer station at Adum in Ringkobing-Skjern Municipality. The data center is expected to create around 100 jobs. Wa3rm in partnership with atNorth will develop a 475,000m2 of high-efficiency greenhouses powered by excess heat generated by the data center’s computing infrastructure. This will enable the recycling of excess heat from the new campus for use in large scale greenhouses for vegetable production. | 55.6232 | 8.4845 | The project involves the construction of a 225,000m2 data center with initial capacity of 250MW on 174ha of land at Krageris north of Elgod in Varde Municipality in South Denmark, Denmark. The US$2,900 million project includes the following: 1. Construction of four data halls 2. Construction of two meet-me rooms 3. Construction of technical buildings 4. Construction of a transformer station 5. Construction of a heat recovery plant 6. Construction of a visitor center 7. Construction of parking facilities 8. Installation of generators 9. Installation of safety and security systems | Artificial Intelligence; Colocation Data Center; Heating, ventilation and air conditioning (HVAC) |  |  | March 2026 - Varde Municipality City Council is in the process of reviewing the project plans. January 26, 2026 - The Ministry for Urban and Rural Areas granted planning permission for a data center and greenhouses in the area near Krageris. November 2025 - Planning activities are underway. October 23, 2025 - Local businesses invited to an information meeting to obtain work assignments in connection with the project. August 2025 - atNorth submitted the first draft of the local plan proposal. March 2025 - Planning activities are underway. December 12, 2024 - Varde Municipality applied to the Ministry for Urban and Rural Areas for planning permission for a demarcated area as an urban zone. September 2024 - Planning activities are underway. Q2 2024 - atNorth announced plans to construct a data center in Olgod. | Project work on Schedule | 1 | Not Funded / Unconfirmed | Private | atNorth ehf
539677 | 539677 | 2026-03-24 16:23 | Evodc – DAL6 Data Center Upgrade – Texas | Evodc – DAL6 Data Center Upgrade – Texas | https://construction.globaldata.com/Projects/Overview/539677 | Execution | Parent | 30 | 2025 Q1 | 2026 Q1 | 2027 Q1 | North America | United States | Texas | Plano | 1221 Coit Road | TX 75075 | Commercial & Leisure | Data Center | Data Center |  |  | Upgrade | Onshore | Evocative plans infrastructure upgrades for the DAL6 data center located at 1221 Coit Road in Plano, Texas, the US. The project involves the upgrade of the existing 18,580m2 Data Centre. It includes the replacement of mechanical systems and electrical equipment, and the installation of additional chillers, three 1.2MW UPS systems, and an electrical distribution system. The DAL6 was built in 2011 and is owned by Mapletree. The facility is powered by four 3MW redundant feeds sourced from two separate substations. Cooling is managed through a closed-loop chilled water system designed with an N+1 configuration, providing reliable temperature control and efficiency. The project is powered by Reliant (Oncor), and three 2MW Detroit Diesel generators, which is expanable upto 11MW, and it utilises a liquid cooling (chilled water) cooling system. Burns Engineering, Inc. has been appointed as the architect. Renovation works are expected to be completed by February 2027. | 33.0157 | -96.7704 | The project involves the upgrade of the existing 18,580m2 data center located in Plano, Texas, the US. The US$30 million project includes the following: 1. Replacement of mechanical systems 2. Replacement of electrical equipment 3. Installation of additional chillers 4. Installation of three 1.2MW UPS systems 5. Installation of electrical distribution system |  |  |  | March 2026 - Installation works are underway. September 2025 - Evocative has filed a TDLR application to upgrade its DAL6 data center. Q1 2025 - Evocative announced plans to upgrade its DAL6 data center in Plano. | Project work on Schedule | 1 | Not Funded / Unconfirmed | Private | Evodc LLC |  | Burns Engineering Inc
562043 | 562043 | 2026-03-24 16:10 | SDC Capital Partners – SDC M40 Data Center Campus – Buckinghamshire | SDC Capital Partners – SDC M40 Data Center Campus – Buckinghamshire | https://construction.globaldata.com/Projects/Overview/562043 | Planning | Parent | 2644 | 2025 Q3 | 2028 Q2 | 2031 Q4 | Europe | United Kingdom | Buckinghamshire |  | Wapseys Wood landfill site, to the north of the M40 motorway and south of the A40 Oxford Road | SL9 8TD | Commercial & Leisure | Data Center | Data Center |  | High | New | Onshore | SDC Capital Partners is planning to build a hyperscale data center campus at Wapseys Wood landfill site, to the north of the M40 motorway and south of the A40 Oxford Road in Buckinghamshire, the UK. The site lies approximately 2km west of Gerrards Cross and 2.5km east of Beaconsfield. The project involves the construction of a 240,000m2 data center with a consumption capacity of 300MW. It includes the construction of three 100MW data center buildings, server rooms, an integrated on-site gas turbine energy generation centre, auxiliary buildings, an office space and welfare accommodation, water and oil storage spaces, waste heat recovery/district heating plant, fuel storage for back-up generators, car parking spaces and the installation of battery energy storage system (BESS), cooling systems, and safety and security systems. The project will include an integrated on-site gas turbine energy generation centre with a generating capacity of upto 350MW. It is being designed to be hydrogen-convertible for decarbonisation readiness. It is being developed in collaboration with Veolia, and also acts as an energy centre engineering partner. It will utilise the existing on-site gas pipeline to provide a resilient and reliable power supply to support the data centre campus and use air cooling for data center cooling. Reid Brewin Architect has been appointed as the architect, Black & White Engineering as the MEP consultant, and Terrell as the structural and civil engineer. An initial round of public consultation was held between November 12, 2025 and January 8, 2026. A further round of consultation will be held in the third quarter of 2026. Subject to approval, construction is expected to start in 2028 and will be completed in 2031. | 51.5861 | -0.55543 | The project involves the construction of a 240,000m2 data center campus with a consumption capacity of 300MW in Buckinghamshire, the UK. The US$2,644 million project includes the following: 1. Construction of three 100MW data center buildings 2. Construction of server rooms 3. Construction of an integrated on-site gas turbine energy generation centre 4. Construction of auxiliary buildings 5. Construction of an office space and welfare accommodation 6. Construction of waste heat recovery/district heating plant 7. Construction of water and oil storage spaces 8. Construction of fuel storage for back-up generators 9. Construction of car parking spaces 10. Installation of battery energy storage system (BESS) 11. Installation of the cooling system 12. Installation of safety and security systems | Energy storage; Hyperscale Data Center |  | https://sdcm40campus.co.uk/ | March 2026 - SDC received initial consent from the Ministry for Housing, Communities and Local Government and is in the process of submitting the development consent order (DCO). January 2026 - An initial round of public consultation was held. Q3 2025 - SDC Capital Partners announced plans to build a data center in Buckinghamshire. | Major Authority Clearance Received | 3 | Not Funded / Unconfirmed | Private | SDC Capital Partners |  | Reid Brewin Architects | Black & White Engineering;Terrell Group
539666 | 539666 | 2026-03-24 16:09 | Nova Complex – Loviisa Data Center – Uusimaa | Nova Complex – Loviisa Data Center – Uusimaa | https://construction.globaldata.com/Projects/Overview/539666 | Planning | Parent | 468 | 2025 Q3 | 2027 Q1 | 2030 Q4 | Europe | Finland | Uusimaa | Lovisa |  | 7900 | Commercial & Leisure | Data Center | Data Center |  | Low | New | Onshore | Nova Complex is planning to undertake the construction of a hyperscale data center in Lovisa, Uusimaa, Finland. The project involves the construction of a data center complex. It includes data halls, a substation, conference rooms, break rooms, meet-me rooms, server rooms and parking spaces, and the installation of racks and safety and security systems. The project will be developed into three phases, and the first phase will be developed on 6ha of land. The construction works for the first phase are scheduled for completion in 2028. | 60.4607 | 26.2376 | The project involves the construction of a data center complex in Lovisa, Uusimaa, Finland. The US$468 million project includes the following: 1. Construction of data halls 2. Construction of conference rooms 3. Construction of break rooms 4. Construction of server rooms 5. Construction of a substation 6. Construction of meet-me rooms 7. Construction of parking spaces 8. Installation of UPS/generators 9. Installation of racks 10. Installation of safety and security systems | Heating, ventilation and air conditioning (HVAC); Hyperscale Data Center |  |  | March 2026 - Planning activities are underway. January 2026 - The City Council of Loviisa approved the land lease agreement and preliminary agreement with Nova Complex Oy. September 2025 - Nova Complex announced plans to build a data center in Loviisa. | No Major Development | 0 | Not Funded / Unconfirmed | Private | Nova Complex
205434 | 205434 | 2026-03-24 15:40 | Johor State Gov – Johor Data Center Hub – Johor | Johor State Gov – Johor Data Center Hub – Johor | https://construction.globaldata.com/Projects/Overview/205434 | Planning | Program | 200 | 2016 Q1 | Awaiting Confirmation |  | Asia-Pacific | Malaysia | Johor | Johor Bahru | Iskandar Malaysia | 79200 | Commercial & Leisure | Data Center | Data Center |  | Low | New | Onshore | Johor State Government (JSG) is planning to construct a data and digital hub in Johor, Malaysia. The project involves the construction of a data and digital hub on 20,234ha of land. It will be developed in phases. It includes the construction of Sedenak Iskandar Data and Research Hub, server rooms, and office space, the installation of equipment, the installation of an HVAC system, and the installation of safety and security systems. The Sedenak Iskandar Datahub is a part of this program. Keppel Data Centres Holding (KDCH) and Alpha Data Centre Fund (ADCF) were appointed to develop and operate the Sedenak Iskandar Data and Research Hub. | 1.4655 | 103.7578 | The project involves the construction of a data center on 20,234ha in Johor, Malaysia. The US$200 million project includes the following: 1. Construction of server rooms 2. Construction of office space 3. Installation of HVAC system 4. Installation of safety and security systems | Heating, ventilation and air conditioning (HVAC); Hyperscale Data Center |  |  | March 2026 - We have not been able to obtain further updates on this project. We have retained the same project stage and amended the key dates accordingly. We will update the profile as soon as we obtain any new information. | Information Unavailable |  | Not Funded / Unconfirmed | Public | Johor State Government
477632 | 477632 | 2026-03-24 14:24 | AtlasEdge – Carnaxide Data Center – Lisbon | AtlasEdge – Carnaxide Data Center – Lisbon | https://construction.globaldata.com/Projects/Overview/477632 | Execution | Parent | 582 | 2024 Q2 | 2024 Q4 | 2028 Q4 | Europe | Portugal | Lisbon | Carnaxide |  |  | Commercial & Leisure | Data Center | Data Center |  |  | New | Onshore | AtlasEdge is undertaking the construction of the data center in Carnaxide, Lisbon, Portugal. The project involves the construction of a data center with capacity of 30MW, office accommodations, buildings, and the installation of security systems and submarine optical cables. The project will be developed in three phases: Phase 1- It is also know as a LIS001 with capacity of 5.1MW, construction activties has been completed. Phase 2- It is also know as a LIS002 with capacity of 16MW. Phase 3- It is also know as a LIS003, Future development phase Capacity not officially disclosed (remaining to reach 30MW total). | 38.7271 | -9.2467 | The project involves the construction of a data center in Carnaxide, Lisbon, Portugal. The US$582 million project includes the following: 1. Construction of a data center with capacity of 30MW 2. Construction of an office accommodation 3. Construction of buildings 4. Installation of submarine optical cables 5. Installation of security systems | Heating, ventilation and air conditioning (HVAC); Hyperscale Data Center; Modular Construction; Tier 3 Data Center |  |  | March 2026 - Construction work of phase-I has been completed. August 2025 - Construction activities are underway. February 2025 - Construction activities are underway. December 2024 - Phase I construction activity commenced. Q2 2024 - AtlasEdge announced its plans to construct a data centre in Carnaxide. | Project Phase / Stage Completed | 2 | Not Funded / Unconfirmed | Private | AtlasEdge
371755 | 371755 | 2026-03-24 13:31 | Chinachem Group – Tung Chung Town East Commercial Development – Islands | Chinachem Group – Tung Chung Town East Commercial Development – Islands | https://construction.globaldata.com/Projects/Overview/371755 | Execution | Parent | 250 | 2022 Q1 | 2025 Q4 | 2028 Q4 | Asia-Pacific | Hong Kong | Islands | Tung Chung | Tung Chung Town Lot No. 45 at Area 57 |  | Commercial & Leisure | Office Buildings | Office Buildings | Data Center |  | New | Onshore | Chime Corp. Ltd (CCL), a subsidiary of Chinachem Group (CG) is constructing a commercial building at Tung Chung Town Lot No. 45 at Area 57 in Tung Chung, New Territories, Hong Kong. The project includes the construction of a commercial building on a site area of 1.23ha with construction area of 117,192m2. It also includes the construction of a 19-storey vertical data center, a 26-storey building with a height of 152.50m, a three-storey basement, a Grade A office building, cafeterias, and parking facilities, and the installation of elevators and safety systems. Skidmore, Owings & Merrill LLP has been appointed as the design consultant and Andrew Lee King Fun & Associates Architects Ltd as an architect. Construction activities are being undertaken by Gammon Construction Ltd. | 22.3012 | 113.9603 | The project involves the construction of a commercial building on a site area of 1.23ha at Tung Chung Town Lot No. 45 at Area 57 in Tung Chung, New Territories, Hong Kong. The US$250 million project includes the following: 1. Construction of a 19-storey vertical data center 2. Construction of a 26-storey building with a height of 152.50m 3. Construction of a three-storey basement 4. Construction of a Grade A office building 5. Construction of cafeterias 6. Construction of parking spaces 7. Installation of elevators and safety systems | Elevator; Grade-A Office; Heating, ventilation and air conditioning (HVAC); High-Rise; Potential E&E; Underground Parking | The project is being developed at Tung Chung Town Lot No. 45 at Area 57 in Tung Chung, New Territories, Hong Kong. |  | March 2026 - Construction works are underway. October 2025 - Construction commenced on this project. August 2024 - Design activities are underway. September 12, 2023 - We have not been able to obtain further updates on this project. We have retained the same project stage and amended the key dates accordingly. We will update the profile as soon as we obtain any new information. January 12, 2023 - We have not been able to obtain further updates on this project. We have retained the same project stage and amended the key dates accordingly. We will update the profile as soon as we obtain any new information. June 2022 - Planning works are underway. Q1 2022 - WI announced plans to develop a Commercial building at Tung Chung Town Lot No. 45 at Area 57 in Tung Chung, New Territories. | Project work on Schedule | 1 | Not Funded / Unconfirmed | Private | Chinachem Group | Gammon Construction Ltd | Andrew Lee King Fun & Associates Architects Ltd;Skidmore, Owings & Merrill LLP
491230 | 491230 | 2026-03-24 12:59 | Goodman – Vernon LAX01 Data Center – California | Goodman – Vernon LAX01 Data Center – California | https://construction.globaldata.com/Projects/Overview/491230 | Execution | Parent | 130 | 2023 Q4 | 2025 Q1 | 2026 Q3 | North America | United States | California |  | 3094 & 3200 E Vernon Avenue | 90058 | Commercial & Leisure | Data Center | Data Center |  |  | New | Onshore | Goodman Group is undertaking the construction of a hyperscale and colocation data center in Vernon, California, the US. The project involves the construction of a 24,471m2 three-story data center with 32MW IT capacity on 2.26ha of land. It includes the construction of server rooms, an administrative space, a substation, parking spaces, the installation of elevators, and safety and security systems. The facility is engineered for high-density deployments, including enterprise and AI workloads as well as hyperscale cloud expansion. The total power capacity of 49.5MW is powered by Vernon Public Utilities (VPU). The project features a 2N substation design with dual 66kV feeds transformed on-site by VPU. Whiting-Turner has been appointed as a main contractor. Construction works are scheduled to be completed in September 2026. | 34.0053 | -118.2181 | The project involves the construction of a 24,471m2 three-story data center with 32MW IT capacity on 2.26ha of land at 3094 and 3200 E Vernon Avenue in Vernon, California, the US. The US$130 million project includes the following: 1. Construction of server rooms 2. Construction of an administrative space 3. Construction of a substation 4. Construction of parking spaces 5. Installation of elevators 6. Installation of safety and security systems | Colocation Data Center; Elevator; Heating, ventilation and air conditioning (HVAC); Hyperscale Data Center |  |  | March 2026 - Construction activities are underway. September 2025 - A topping-out ceremony was held. March 2025 - The groundbreaking was held marking the commencement of construction. June 2024 - Planning activities are underway. Q4 2023 - Goodman Group announced plans to build a data center in Vernon. | Project work on Schedule | 1 | Not Funded / Unconfirmed | Private | Goodman Group | The Whiting-Turner Contracting Co
410911 | 410911 | 2026-03-24 11:56 | Ascenty/ Digital Realty – Queretaro Data Center Development: Queretaro 3 – Queretaro | Ascenty/ Digital Realty – Queretaro Data Center Development: Queretaro 3 – Queretaro | https://construction.globaldata.com/Projects/Overview/410911 | Execution | Parent | 150 | 2022 Q1 | 2022 Q4 | 2026 Q2 | South and Central America | Mexico | Queretaro |  | VESTA Querétaro Industrial Park |  | Commercial & Leisure | Data Center | Data Center |  |  | Expansion | Onshore | Ascenty and Digital Realty (DR) are constructing the Queretaro Data Center: Queretaro 3 in the VESTA Querétaro Industrial Park at Camino a Nativitas 800, 76295 Colón in Queretaro, Mexico. The project involves the construction of a 25MW consumption data center on a 20,000-floor area and the installation of 2,700 racks and CCTV cameras . | 20.5943 | -100.1713 | The project involves the construction of a data center in the VESTA Querétaro Industrial Park at Camino a Nativitas 800, 76295 Colón in Queretaro, Mexico. The US$150 million project includes the following: 1. Construction of a 25MW consumption data center with a 20,000-floor area 2. Installation of power facilities 3. Installation of 2,700 equipment racks 4. Installation of CCTV cameras | Colocation Data Center | A data center is proposed for development in the VESTA Querétaro Industrial Park at Camino a Nativitas 800, 76295 Colón in Queretaro. The objective of the project is to orient to the big cloud providers, such as Amazon, Google, Microsoft, IBM, and big corporations which Ascenty seeks to service. It also aims to provide big data centers and and is focused on bigger companies as well as to improve the ability to support the digital transformation throughout the region with comprehensive connectivity and data solutions centers. |  | March 2026 - The project is in execution. April 2025 - Construction work is going on. October 2024 - Construction activities are underway. January 2024 - The project is in execution. November 2023 - Construction work is going on. June 2023 - The project is in execution. Q4 2022 - Construction started. March 30, 2022 - Ascenty announced plans to develop the Queretaro 3 in Mexico. | No Major Development | 0 | Not Funded / Unconfirmed | Private | Ascenty;Digital Realty Trust Inc
438733 | 438733 | 2026-03-24 11:38 | Goodman – Artarmon SYD01 Data Center – New South Wales | Goodman – Artarmon SYD01 Data Center – New South Wales | https://construction.globaldata.com/Projects/Overview/438733 | Execution | Parent | 538 | 2023 Q3 | 2026 Q1 | 2029 Q4 | Asia-Pacific | Australia | New South Wales | Sydney | 2-8 Lanceley Place and 14 Campbell Street, Artarmon | 2064 | Commercial & Leisure | Data Center | Data Center | Parking Facilities |  | Redevelopment | Onshore | The Goodman Group (GMG) is undertaking the construction of a hyperscale data center at 2-8 Lanceley Place and 14 Campbell Street in Artarmon, Sydney, New South Wales, Australia. The project involves demolition of existing buildings for the construction of a 60,320m2 seven-story data center with a capacity of 61MW on 1.4ha of land. It includes the construction of server rooms, control rooms, office space, 33 car parking spaces, 10 bicycle spaces, and the installation of three electricity feeders and power transformers, equipment, generators, elevator, safety and security systems. The project is developed in five phases with a 12.2MW data hall in each phase. The first phase involves the construction of a 12.2MW data center. HDR has been appointed as an architect, Urbis as a planner, Cola Studios as a landscape architect, TTW as a civil engineer, Ason Group as a traffic consultant, LTS Lockley as a surveyor, Core Engineering as a fire protection consultant, SLR Consulting Australia Pty Ltd as an acoustic consultant. The facility will be powered by 90MW utility power by Ausgrid. The cooling infrastructure includes 16 cooling towers and five air conditioning units. It is part of Goodman’s 1,300MW Australian power bank. The facility is designed to achieve a 5.5-star NABERS energy rating and a 3-star water rating for the office component, on-site solar PV, rainwater harvesting, and a commitment to divert 90% of construction waste from landfill. In July 2022, GMG acquired the development site for US$63 million from the Australian Broadcasting Corporation (ABC). A W Edwards Pty Ltd, a subsidiary of Bouygues Construction was awarded the main contract in the fourth quarter of 2025. In March 2026, Van Der Meer Consulting has been appointed to provide structural, civil and facade engineering services. The construction commenced on the first phase in March 2026, which is scheduled to be completed by the second quarter of 2028. | -33.812 | 151.1644 | The project involves the construction of a 60,320m2 seven-story data center with a capacity of 61MW on 1.4ha of land in Artarmon, Sydney, New South Wales, Australia. The US$538 million project includes the following: 1. Construction of server rooms 2. Construction of control rooms 3. Construction of office space 4. Construction of 43 parking spaces 5. Installation of three electricity feeders and power transformers 6. Installation of equipment 7. Installation of generators 8. Installation of elevator 9. Installation of safety and security systems | Elevator; Heating, ventilation and air conditioning (HVAC); Hyperscale Data Center; NABERS |  |  | March 2026 - Construction works are underway. March 02, 2026 - Groundbreaking ceremony held and construction works commenced on the first phase. January 2026 - Bulk earthworks, undergrounding of powerlines to the street frontages, and pilling works are underway. December 2025 - Early site works commenced on the site. Q4 2025 - A W Edwards Pty Ltd, a subsidiary of Bouygues Construction was awarded the main contract. May 2025 - Design activities are underway. April 2025 - The project received approvals. October 2024 - Planning activities are underway. February 2024 - Planning activities are underway. January 2024 - Goodman Group is preparing an Environmental Impact Statement for the New South Wales Department of Planning and Environment. Q3 2023 - Goodman Group announced plans for the construction of a data center in Artarmon. | Project work on Schedule | 1 | Not Funded / Unconfirmed | Private | Goodman Group | A W Edwards Pty Ltd | HDR | Ason Group;Core Engineering;LTS Lockley;SLR Consulting Australia Pty Ltd;Taylor Thomson Whitting;Urbis Pty Ltd;Van Der Meer Consulting
509730 | 509695 | 2026-03-24 10:59 | Colt Tech – PAR3 Villebon-sur-Yvette Data Center Facility 36MW – Ile-de-France | Colt Tech – Villebon-sur-Yvette and Les Ulis Data Centers 170MW Program – Ile-de-France | https://construction.globaldata.com/Projects/Overview/509730 | EPC Award | Parent | 545 | 2021 Q1 | 2026 Q3 | 2029 Q4 | Europe | France | Ile-de-France | Palaiseau | Villebon-sur-Yvette Commune |  | Commercial & Leisure | Data Center | Data Center |  | Medium | New | Onshore | Colt Technology Services is planning to build a PAR3 datacenter in Villebon-sur-Yvette, Palaiseau City, Essonne Department, Ile-de-France Region, France. The project involves the construction of PAR3 datacenter with a total consumption capacity of 36MW. It also includes the construction of five datacenters, server rooms, an administrative facility, parking facilities, and the installation of heating and cooling systems and safety and security systems. Equans SAS has been appointed as the general contractor, Bouygues Energies & Services SAS as the electrical sub-contractor and Bouygues Construction as the civil engineer. The project is scheduled to be completed by the fourth quarter of 2029. | 48.7167 | 2.25 | The project involves the construction of PAR3 datacenter with a total consumption capacity of 36MW in Villebon-sur-Yvette, Palaiseau City, Essonne Department, Ile-de-France Region, France. The US$545 million project includes the following: 1. Construction of a data center 2. Construction of server room 3. Construction of an administrative facility 4. Construction of parking facility 5. Installation of heating and cooling systems 6. Installation of safety and security systems | Colocation Data Center; Heating, ventilation and air conditioning (HVAC) |  |  | March 2026 - Pre-construction works are underway. November 2025 - Pre-construction works are underway. June 2025 - Pre-construction works are underway. February 2024 - Planning activities are underway. February 2023 - Planning activities are underway. Q2 2022 - Planning activities are underway. November 2021 - Planning activities are underway. Q1 2021 - Colt Technology Services announced plans to build a data center in in Villebon-sur-Yvette, France. | Project work on Schedule | 1 | Not Funded / Unconfirmed | Private | Colt Technology Services | Equans SAS
509731 | 509695 | 2026-03-24 10:51 | Colt Tech – PAR4 Villebon-sur-Yvette Data Center Facility 12MW – Ile-de-France | Colt Tech – Villebon-sur-Yvette and Les Ulis Data Centers 170MW Program – Ile-de-France | https://construction.globaldata.com/Projects/Overview/509731 | EPC Award | Parent | 180 | 2021 Q1 | 2026 Q3 | 2029 Q4 | Europe | France | Ile-de-France | Palaiseau | Villebon-sur-Yvette Commune |  | Commercial & Leisure | Data Center | Data Center |  | Medium | New | Onshore | Colt Technology Services is planning to build a PAR4 datacenter in Villebon-sur-Yvette, Palaiseau City, Essonne Department, Ile-de-France Region, France. The project involves the construction of PAR4 datacenter with a total consumption capacity of 12MW. It also includes the construction of five datacenters, server rooms, an administrative facility, parking facilities, and the installation of heating and cooling systems and safety and security systems. Equans SAS has been appointed as the general contractor, Bouygues Energies & Services SAS as the electrical sub-contractor and Bouygues Construction as the civil engineer. The project is scheduled to be completed by the fourth quarter of 2029. | 48.7167 | 2.25 | The project involves the construction of PAR4 datacenter with a total consumption capacity of 12MW in Villebon-sur-Yvette, Palaiseau City, Essonne Department, Ile-de-France Region, France. The US$180 million project includes the following: 1. Construction of a data center 2. Construction of server room 3. Construction of an administrative facility 4. Construction of parking facility 5. Installation of heating and cooling systems 6. Installation of safety and security systems | Colocation Data Center; Heating, ventilation and air conditioning (HVAC) |  |  | March 2026 - Pre-construction works are underway. November 2025 - Pre-construction works are underway. June 2025 - Pre-construction works are underway. February 2024 - Planning activities are underway. February 2023 - Planning activities are underway. June 2022 - Planning activities are underway. November 2021 - Planning activities are underway. Q1 2021 - Colt Technology Services announced plans to build a data center in in Villebon-sur-Yvette, France. | Project work on Schedule | 1 | Not Funded / Unconfirmed | Private | Colt Technology Services | Equans SAS |  | Bouygues Construction
539972 | 539972 | 2026-03-24 04:54 | Hillwood Properties/ PowerHouse – Joliet Technology Data Center – Illinois | Hillwood Properties/ PowerHouse – Joliet Technology Data Center – Illinois | https://construction.globaldata.com/Projects/Overview/539972 | Pre-Design | Parent | 20000 | 2025 Q1 | 2027 Q2 | 2032 Q4 | North America | United States | Illinois | Joliet | Ridge Road from the Austin Tyler Construction Company's headquarters. | 60421 | Commercial & Leisure | Data Center | Data Center |  | Medium | New | Onshore | HW Technology Park Development LLC, a division of Hillwood Development Company and PowerHouse Data Centers are planning to build a hyperscale data center campus at Ridge Road, Joliet, Illinois, the US. The site is located near the farmland south of Chicagoland Speedway. The project involves the construction of a 641,031m2 data center campus with a consumption capacity of 1,800MW on 321.7ha of land. It includes 24, two-storey data center buildings of 13,470m2 each, a substation, conference rooms, break rooms, meet-me rooms, server rooms and parking spaces, and the installation of racks, five switch yards and safety and security systems. The project is developed in four phases, each phase includes the construction of six two-storey data center buildings. The facility will be powered by the energy generated at Hoover Dam through high-power transmission lines, and it will use a closed-loop cooling system to reduce water consumption for cooling. Construction on the first building is scheduled to start in 2027 and is scheduled to be completed by 2028, and the overall project is scheduled for completion by 2032. | 41.4658 | -88.0427 | The project involves the construction of a 641,031m2 data center campus with a consumption capacity of 1,800MW on 321.7ha of land at Ridge Road, Joliet, Illinois, the US. The US$20,000 million project includes the following: 1. Construction of 24, two-storey data center buildings of 13,470m2 each 2. Construction of conference rooms 3. Construction of break rooms 4. Construction of server rooms 5. Construction of a substation 6. Construction of meet-me rooms 7. Construction of parking spaces 8. Installation of UPS/generators 9. Installation of racks 10. Installation of five switch yards 11. Installation of safety and security systems | Heating, ventilation and air conditioning (HVAC); Hyperscale Data Center |  |  | March 2026 - Hillwood and PowerHouse Data Centers have received approvals from the Joliet City Council. October 2025 - Planning works are underway. Q1 2025 - Hillwood Properties announced plans to build a data center in Illinois. | Major Authority Clearance Received | 3 | Not Funded / Unconfirmed | Private | Hillwood Properties;PowerHouse Data Centers
537355 | 537355 | 2026-03-23 18:13 | BluSky AI – Walsenburg Data Center – Colorado | BluSky AI – Walsenburg Data Center – Colorado | https://construction.globaldata.com/Projects/Overview/537355 | Planning | Parent | 60 | 2025 Q2 | 2027 Q2 | 2030 Q4 | North America | United States | Colorado |  | 1 Hwy 69/Indian Pool Ranch | 81089 | Commercial & Leisure | Data Center | Data Center |  | Low | New | Onshore | BluSky AI Inc. (BluSky AI) is planning to construct a modular data center at 1 Hwy 69/Indian Pool Ranch in Walsenburg, Colorado, the US. The project involves the construction of a data center with the power consumption capacity of 15MW on 14.5ha of land. It includes the construction of data halls with racks, meeting rooms, office space, storage facilities and parking facilities, and the installation of power and cooling systems, safety and security systems. | 37.62 | -104.7681 | The project involves the construction of a data center with the power consumption capacity of 15MW on 14.5ha of land at 1 Hwy 69/Indian Pool Ranch in Walsenburg, Huerfano County, Colorado, the US. The US$60 million project includes the following: 1. Construction of data halls with racks 2. Construction of meeting rooms 3. Construction of office space 4. Construction of storage facilities 5. Construction of parking facilities 6. Installation of power and cooling systems 7. Installation of safety and security systems | Heating, ventilation and air conditioning (HVAC); Modular data center |  |  | March 2026 - Planning activities are underway. September 2025 - Planning activities are underway. August 26, 2025 - BluSky AI signed a Purchase and Sale Agreement (PSA) with Snowy River Ranches LLC for the acquisition of land in Huerfano County. Q2 2025 - BluSky AI announced plans to construct a data center in Huerfano County. | No Major Development | 0 | Not Funded / Unconfirmed | Private | BluSky AI Inc
231711 | 231711 | 2026-03-23 17:49 | T5 Data Centers – T5@Atlanta II Data Center – Georgia | T5 Data Centers – T5@Atlanta II Data Center – Georgia | https://construction.globaldata.com/Projects/Overview/231711 | Planning | Parent | 100 | 2018 Q1 | 2027 Q1 | 2030 Q4 | North America | United States | Georgia | Atlanta | Lithia Springs | 30326 | Commercial & Leisure | Data Center | Data Center |  | Medium | New | Onshore | T5 Data Centers LLC (TDCL) is planning to build a Tier III enterprise data center in Douglas County, Georgia, the US. The project involves the construction of a 12,077m2 data center with 10MW of critical power load on 16ha of land. It includes the construction of data halls with racks, meeting rooms, office space, storage facilities and parking facilities, and the installation of power and cooling systems, safety and security systems. The T5@Atlanta II campus can accommodate a second data center building to be constructed in the future, bringing the total capacity to 20MW. The data center targets to achieve the power usage effectiveness (PUE) of 1.32. It has N+1 electrical and mechanical topology. The project has been designed to meet the requirements for LEED (Leadership in Energy and Environmental Design) Silver certification. | 33.794 | -84.6605 | The project involves the construction of a 12,077m2 data center with 10MW of critical power load on 16ha of land in Lithia Springs, Douglas County, Atlanta, Georgia, the US. The US$100 million project includes the following: 1. Construction of data halls with racks 2. Construction of meeting rooms 3. Construction of office space 4. Construction of storage facilities 5. Construction of parking facilities 6. Installation of power and cooling systems 7. Installation of safety and security systems | Enterprise Data Center; Heating, ventilation and air conditioning (HVAC); LEED; Tier 3 Data Center |  |  | March 23, 2026 - We have not been able to obtain further updates on this project. We have retained the same project stage and amended the key dates accordingly. We will update the profile as soon as we obtain any new information. July 08, 2025 - We have not been able to obtain further updates on this project. We have retained the same project stage and amended the key dates accordingly. We will update the profile as soon as we obtain any new information. May 2024 - Planning activities are underway. October 2023 - Planning activities are underway. September 2022 - We have not been able to obtain further updates on this project. We have retained the same project stage and amended the key dates accordingly. We will update the profile as soon as we obtain any new information. September 2021 - We have not been able to obtain further updates on this project. We have retained the same project stage and amended the key dates accordingly. We will update the profile as soon as we obtain any new information. November 2020 - We have not been able to obtain further updates on this project. We have retained the same project stage and amended the key dates accordingly. We will update the profile as soon as we obtain any new information. July 2020 - Planning activities are underway. July 2019 - Planning activities are underway. January 2019 - Douglas County's Planning Department recommended the approval of project to Planning & Zoning Board & Board of Commissioners. July 2018 - Planning activities were underway. May 2018 - TDCL finalized the purchase of the site. Q1 2018 - TDCL announced plans to build the T5@Atlanta II data center project. | Information Unavailable |  | Not Funded / Unconfirmed | Private | T5 Data Centers LLC
562018 | 562018 | 2026-03-23 17:10 | Private Dev – Waxpool Road Data Center Campus – Virginia | Private Dev – Waxpool Road Data Center Campus – Virginia | https://construction.globaldata.com/Projects/Overview/562018 | Planning | Parent | 1200 | 2026 Q1 | 2028 Q1 | 2030 Q2 | North America | United States | Virginia | Ashburn | Waxpool Road and Ashburn Village Boulevard | 20147 | Commercial & Leisure | Data Center | Data Center |  | Medium | Redevelopment | Onshore | Private Developer is planning to redevelop the regency residential community into a hyperscale data center on 52.6ha of land in Ashburn, Virginia, the US. The project involves the redevelopment of regency residential community into a data center with a consumption capacity of 432MW. It includes the construction of six buildings each 72MW, meeting rooms, office space, storage facilities and parking facilities, and the installation of power and cooling systems, safety and security systems. The project is committed to operating on 100% renewable energy. It is equipped with reliable uninterruptible power supply (UPS) units. It utilizes direct cooling system and advanced security systems, ensuring optimal performance and efficiency with maximum reliability. | 39.0115 | -77.4858 | The project involves the redevelopment redevelop regency residential community into a hyperscale data center with a consumption capacity of 432MW on 52.6ha of land in Ashburn, Virginia, the US. The US$1200 million project includes the following: 1. Construction of six buildings 2. Construction of meeting rooms 3. Construction of office space 4. Construction of storage facilities 5. Construction of parking facilities 6. Installation of power and cooling systems 7. Installation of safety and security systems | Hyperscale Data Center |  |  | March 2026 - The applications to redevelop the regency community are yet to be submitted in fourth quarter of 2026. February 2026 - Private Developer announced plans to redevelop regency residential community into data center in Ashburn, Virginia, the US. | Project work on Schedule | 1 | Not Funded / Unconfirmed | Private | Private Developer
525744 | 525744 | 2026-03-23 17:07 | Sabey Data Center – Austin Data Center Building B – Texas | Sabey Data Center – Austin Data Center Building B – Texas | https://construction.globaldata.com/Projects/Overview/525744 | Execution | Parent | 160 | 2024 Q3 | 2025 Q3 | 2030 Q4 | North America | United States | Texas | Austin |  |  | Commercial & Leisure | Data Center | Data Center |  |  | New | Onshore | Sabey Data Centers is undertaking the construction of a Tier III hyperscale data center in Austin, Texas, the US. The project involves the construction of a three-story data center with a consumption capacity of 54MW. It includes the construction of data halls, each spanning 2,787m2, server rooms, a substation, and the installation of generators, UPS systems, and safety and security systems. The project is developed in phases. Phase I includes the construction of an 18MW data center. The project is part of Sabey's Austin Data Center campus of 56,048m2 with a consumption capacity of 84MW. The facility will be powered by an on-site substation and will implement liquid cooling and support 200kW densities per rack. It will get power from an on-site 160 MW substation and is equipped with reliable uninterruptible power supply (UPS) units and diesel generators for backup power systems. An in-house division of Sabey Data Centers is undertaking the design and construction works. In March 2026, the project is tracking to schedule, and site activity has ramped up significantly as we move through early structural milestones. Phase I is expected to be completed by the fourth quarter of 2027. | 30.2672 | -97.7431 | The project involves the construction of a three-story data center with a consumption capacity of 54MW in Austin, Texas, the US. The US$160 million project includes the following: 1. Construction of six data halls, each spanning 2,787m2 2. Construction of server rooms 3. Construction of a substation 4. Installation of generators 5. Installation of UPS systems 6. Installation of safety and security systems | Hyperscale Data Center; Tier 3 Data Center |  |  | March 2026 - Primary concrete structure and vertical construction activities are underway. November 2025 - Construction activities are underway. July 2025 - A groundbreaking ceremony was held marking the start of construction. Q3 2024 - Sabey Data Centers announced plans to build a data center in Round Rock. | Project work on Schedule | 1 | Not Funded / Unconfirmed | Private | Sabey Data Center Properties LLC | Sabey Data Center Properties LLC | Sabey Data Center Properties LLC
561925 | 561925 | 2026-03-23 16:58 | Ark Data Centres – La Maquinista Data Center – Catalonia | Ark Data Centres – La Maquinista Data Center – Catalonia | https://construction.globaldata.com/Projects/Overview/561925 | Announced | Parent | 691 | 2026 Q1 | 2029 Q2 | 2033 Q1 | Europe | Spain | Catalonia | Barcelona | in the La Maquinista area. |  | Commercial & Leisure | Data Center | Data Center |  | Medium | New | Onshore | Ark Data Centres Limited is planning to construct a data center in the La Maquinista area in Barcelona, Catalonia, Spain. The project involves the construction of a data center with a consumption of 45MW on a 3ha area. The project also includes the construction of an administrative building, server rooms, a technical facility, a parking facility, and the installation of electrical, mechanical, and cooling systems. The project is in the early stages of development, and the construction timeline has yet to be disclosed. The project will create 350 jobs during construction and 150 in operation. | 41.3888 | 2.159 | The project involves the construction of a data center in the La Maquinista area in Barcelona, Catalonia, Spain. The US$691 million project includes the following: 1. Construction of a data center with a consumption of 45MW on a 3ha area 2. Construction of an administrative building 3. Construction of server rooms 4. Construction of a technical facility 5. Construction of a parking facility 6. Installation of electrical, mechanical, and cooling systems |  |  |  | March 2026 - Ark Data Centres announced plans to build a data center in the La Maquinista area. | Project Plan Announced | 1 | Not Funded / Unconfirmed | Private | Ark Data Centres Limited
412791 | 412791 | 2026-03-23 16:30 | Private Dev – Arizona Data Center – Arizona | Private Dev – Arizona Data Center – Arizona | https://construction.globaldata.com/Projects/Overview/412791 | Execution | Parent | 160 | 2021 Q4 | 2023 Q2 | 2026 Q3 | North America | United States | Arizona |  |  |  | Commercial & Leisure | Data Center | Data Center |  |  | New | Onshore | Private Developer (Private) is undertaking the construction of a data center in Arizona, the US. The project involves the construction of a 23,200m2 single-story data center. It includes the construction of server rooms, an administrative space, and parking facilities, and the installation of equipment, safety, and security systems. | 34.3953 | -111.7633 | The project involves the construction of a 23,200m2 single-story data center in Arizona, the US. The US$160 million project includes the following: 1. Construction of server rooms 2. Construction of an administrative space 3. Construction of parking facilities 4. Installation of equipment 5. Installation of safety and security systems | Heating, ventilation and air conditioning (HVAC) |  |  | March 23, 2026 - We have not been able to obtain further updates on this project. We have retained the same project stage and amended the key dates accordingly. We will update the profile as soon as we obtain any new information. June 10, 2025 - We have not been able to obtain further updates on this project. We have retained the same project stage and amended the key dates accordingly. We will update the profile as soon as we obtain any new information. August 2024 - Construction activities are underway. June 2024 - Construction activities are underway. July 2023 - Skanska has signed a US$67 million contract amendment to build the project. Q4 2021 - The Private developer announced plans to build a data center in Arizona. | Information Unavailable |  | Not Funded / Unconfirmed | Private | Private Developer | Skanska USA Inc
561954 | 561954 | 2026-03-23 15:12 | Revitalization – 304 W. 10th Street Data Center – Missouri | Revitalization – 304 W. 10th Street Data Center – Missouri | https://construction.globaldata.com/Projects/Overview/561954 | Planning | Parent | 60 | 2026 Q1 | 2027 Q4 | 2029 Q4 | North America | United States | Missouri | Kansas City | 304 W 10th Street | MO 64105 | Commercial & Leisure | Data Center | Data Center |  | Medium | Redevelopment | Onshore | Revitalization Unlimited LLC is planning to construct a data center on the former Western Newspaper Union Building at 304 W. 10th Street in Kansas City, Jackson County, Missouri, the US. The project involves the construction of a 13,200m2, 18-story data center building with a consumption capacity of 30MW. It includes server rooms, data halls, administrative space, substation and retail space on the ground floor and the installation of generators, cooling systems, elevators, and safety and security systems. The project would reportedly be equipped with natural gas fuel cells. Skidmore, Owings & Merrill LLP (SOM) has been appointed as an architect. | 39.1026 | -94.5906 | The project involves the construction of a 13,200m2, 20-story data center building with a consumption capacity of 30MW at 304 W. 10th Street in Kansas City, Jackson County, Missouri, the US. The US$60 million project includes the following: 1. Construction of server rooms 2. Construction of data halls 3. Construction of administrative space 4. Construction of substation 5. Construction of retail space on the ground floor 6. Installation of generators 7. Installation of cooling systems 8. Installation of elevators 9. Installation of safety and security systems | Heating, ventilation and air conditioning (HVAC) |  |  | March 2026 - Revitalization presented the outline project plans with the Kansas Downtown Neighborhood Association. January 2026 - Revitalization announced plans to construct a data center in Kansas City. | No Major Development | 0 | Not Funded / Unconfirmed | Private | Revitalization Unlimited LLC |  | Skidmore, Owings & Merrill LLP
324326 | 324326 | 2026-03-23 15:09 | AWS – 2550 Beech Road Data Center – Ohio | AWS – 2550 Beech Road Data Center – Ohio | https://construction.globaldata.com/Projects/Overview/324326 | Execution | Parent | 400 | 2019 Q4 | 2024 Q4 |  | North America | United States | Ohio |  | 2550 Beech Road | 43054 | Commercial & Leisure | Data Center | Data Center |  |  | New | Onshore | Amazon Web Services (Amazon Web Svcs) is undertaking the construction of a hyperscale data center at 2550 Beech Road, New Albany International Business Park in New Albany, Ohio, the US. The project involves the construction of a 15,793m2 data center on 45ha of land. It includes the construction of server rooms, data halls, an administrative place, and a substation, and the installation of generators, cooling systems, and safety and security systems. | 40.0892 | -82.7541 | The project involves the construction of a 15,793m2 data center on 45ha of land in New Albany, Ohio, the US. The US$400 million project includes the following: 1. Construction of server rooms 2. Construction of data halls 3. Construction of an administrative place 4. Construction of a substation 5. Installation of generators 6. Installation of cooling systems 7. Installation of safety and security systems | Heating, ventilation and air conditioning (HVAC); Hyperscale Data Center |  |  | March 23, 2026 - We have not been able to obtain further updates on this project. We have retained the same project stage and amended the key dates accordingly. We will update the profile as soon as we obtain any new information. August 2025 - Construction works are underway. Q4 2024 - Construction works are underway. December 2023 - Planning activities are underway. February 01, 2023 - We have not been able to obtain further updates on this project. We have retained the same project stage and amended the key dates accordingly. We will update the profile as soon as we obtain any new information. March 2022 - Planning activities are underway. March 2021 - Planning activities are underway. June 2020 - Planning activities are underway. Q4 2019 - Amazon Web Svcs announced plans to construct a data center in New Albany. | Information Unavailable |  | Not Funded / Unconfirmed | Private | Amazon Web Services Inc
562022 | 507371 | 2026-03-23 15:06 | Aligned – Frederick Data Center Campus : IAD-06 – Maryland | Aligned – Frederick Data Center Campus – Maryland | https://construction.globaldata.com/Projects/Overview/562022 | Execution | Sub | 160 | 2023 Q1 | 2025 Q4 | 2027 Q4 | North America | United States | Maryland | Frederick | 5601 Manor Woods Road | 21703 | Commercial & Leisure | Data Center | Data Center |  |  | New | Onshore | Aligned Data Centers is undertaking the construction of a Tier III hyperscale data center at 5601 Manor Woods Road in Frederick County, Maryland, the US. The project involves the construction of a 41,805m2, two-storey data center with a consumption capacity of 72MW. It includes the construction of data halls, server rooms, an office space and a substation and the installation of 3-megawatt backup generators and safety and security systems. The facility will be powered by 100% renewable power. It will use a hybrid cooling system that includes both air and liquid cooling technologies, and have near-zero water utilization efficiency. | 39.3343 | -77.4675 | The project involves the construction of a 41,806m2, two-storey data center with a consumption capacity of 72MW in Frederick, Maryland, the US The US$160 million project includes the following: 1. Construction of data halls 2. Construction of server rooms 3. Construction of office space 4. Construction of a substation 5. Installation of generators 6. Installation of safety and security systems | Hyperscale Data Center; Tier 3 Data Center |  |  | March 2026 - A topping-out ceremony was held, marking the completion of the structural work. October 2025 - Construction works are underway. Q1 2023 - Aligned Data Centers announced plans to build a data center in Frederick, Maryland. | Project work on Schedule | 1 | Not Funded / Unconfirmed | Private | Aligned Data Centers | Turner Construction Co
507371 | 507371 | 2026-03-23 15:05 | Aligned – Frederick Data Center Campus – Maryland | Aligned – Frederick Data Center Campus – Maryland | https://construction.globaldata.com/Projects/Overview/507371 | Execution | Parent | 660 | 2023 Q1 | 2025 Q1 | 2032 Q4 | North America | United States | Maryland | Frederick | 5601 Manor Woods Road | 21703 | Commercial & Leisure | Data Center | Data Center | Parking Facilities |  | New | Onshore | Aligned Data Centers is undertaking the construction of a Tier III hyperscale data center campus in Frederick, Maryland, the US. The project involves the construction of a four-building 306,580m2 data center campus with a capacity of 264MW on 30.3ha of land. It includes the construction of data halls, server rooms, office space, a transformer substation and 226 parking spaces, and the installation of safety and security systems. The facility is committed to operating on 100% renewable energy. The power infrastructure features 3MW of backup generator capacity and 2MW UPS line-ups, deployed in an N+1 block-redundant configuration to enhance power availability and resilience. Cooling is delivered through Aligned’s Delta air cooling arrays located in dedicated mechanical galleries, designed to a minimum N+1 redundancy level, and supported by a closed-loop chilled water system. The Frederick County Planning Commission granted conditional site plan approval for the data center campus in May 2023. Later, the Maryland State Environment Committee rejected an exemption for the installation of 168 diesel generators, citing environmental concerns. Aligned officially stalled the project in October 2023 due to regulatory constraints. The project is developed in phases. IAD-06 involves the construction of a 41,805m2, two-story data center building with a consumption capacity of 72MW with a substation and 3-megawatt backup generators. It will use a hybrid cooling system that includes both air and liquid cooling technologies, and 100% renewable power, and near zero water utilization efficiency. In May 2024, Aligned announced plans to move forward with the stalled data center campus due to regulatory changes. In February 2025, Aligned broke ground on the first building, IAD-04, with a capacity of 72MW as part of the campus at Quantum Frederick Park. HKS, Inc. has been appointed as the architect, and Turner Construction Company as the main contractor. | 39.3343 | -77.4675 | The project involves the construction of a four-building, 306,580m2 data center campus with a capacity of 264MW on 30.3ha of land at 5601 Manor Woods Road, in Frederick, Maryland, the US. The US$660 million project includes the following: 1. Construction of data halls 2. Construction of server rooms 3. Construction of office space 4. Construction of a transformer substation 5. Construction of 226 parking spaces 6. Installation of safety and security systems | Emergency power/Backup power; Heating, ventilation and air conditioning (HVAC); Hyperscale Data Center; Tier 3 Data Center |  | aligneddc.com/maryland/ | March 2026 - A topping-out ceremony was held on the IAD-06 building, marking the completion of structural work. February 2026 - Construction works are underway. December 2025 - IAD-04 has been officially topped out. June 2025 - Construction works are underway. February 2025 - Construction works commenced on the first data center building. May 2023 - Frederick County approved the planning approvals for the data center campus. Q1 2023 - Aligned Data Centers announced plans to build a data center campus in Quantum Loophole Campus in Frederick County. | Project work on Schedule | 1 | Not Funded / Unconfirmed | Private | Aligned Data Centers | Turner Construction Co | Hks Architects P C
477685 | 477632 | 2026-03-23 15:04 | AtlasEdge – Carnaxide Data Center: Phase II – Lisbon | AtlasEdge – Carnaxide Data Center – Lisbon | https://construction.globaldata.com/Projects/Overview/477685 | Planning | Sub | 221 | 2025 Q1 | 2026 Q4 | 2028 Q4 | Europe | Portugal | Lisbon | Carnaxide |  |  | Commercial & Leisure | Data Center | Data Center |  | High | New | Onshore | AtlasEdge is planning to construct the data center: Phase II in Carnaxide, Lisbon, Portugal. The project involves the construction of a data center with capacity of 16MW, office accommodations, buildings, and the installation of security systems and submarine optical cables. The project is also known as a " LIS002". | 38.7271 | -9.2467 | The project involves the construction of a data center: Phase II in Carnaxide, Lisbon, Portugal. The US$221 million project includes the following: 1. Construction of a data center with capacity of 16MW 2. Construction of an office accommodation 3. Construction of buildings 4. Installation of submarine optical cables 5. Installation of security systems | Heating, ventilation and air conditioning (HVAC); Hyperscale Data Center; Tier 3 Data Center |  |  | March 2026 - Planning activties are underway. November 2025 - The project received funding US$208 green financing to support the development for the project. August 2025 - Planning activities are underway. Q1 2025 - AtlasEdge announced its plans to construct a data centre in Carnaxide. February 2025 - Planning activities are underway. | Project work on Schedule | 1 | Not Funded / Unconfirmed | Private | AtlasEdge
552573 | 477632 | 2026-03-23 15:03 | AtlasEdge – Carnaxide Data Center: Phase III – Lisbon | AtlasEdge – Carnaxide Data Center – Lisbon | https://construction.globaldata.com/Projects/Overview/552573 | Planning | Sub | 280 | 2025 Q4 | 2026 Q4 | 2028 Q4 | Europe | Portugal | Lisbon | Carnaxide |  |  | Commercial & Leisure | Data Center | Data Center |  | Medium | New | Onshore | AtlasEdge is undertaking the construction of the data center in Carnaxide, Lisbon, Portugal. The project involves the construction of a data center on a 1ha area, office accommodations, six buildings, and the installation of security systems and submarine optical cables. The project is also known as a " LIS003". | 38.7271 | -9.2467 | The project involves the construction of a data center on a 1ha area in Carnaxide, Lisbon, Portugal. The US$280 million project includes the following: 1. Construction of a data center 2. Construction of an office accommodation 3. Construction of buildings 4. Installation of submarine optical cables 5. Installation of security systems |  |  |  | March 2026 - Planning activities are underway. Q4 2025 - AtlasEdge announced its plans to construct a data centre in Carnaxide. | Project work on Schedule | 1 | Not Funded / Unconfirmed | Private | AtlasEdge
453597 | 453597 | 2026-03-23 14:53 | Provident Realty – Burns Harbor Data Center Campus – Indiana | Provident Realty – Burns Harbor Data Center Campus – Indiana | https://construction.globaldata.com/Projects/Overview/453597 | Planning | Parent | 50 | 2024 Q1 | 2027 Q2 | 2027 Q4 | North America | United States | Indiana |  | S. Babcock and Haglund Roads, Worthington steel | 46304 | Commercial & Leisure | Data Center | Data Center |  | Low | New | Onshore | Provident Realty (PR) is planning to construct a data center campus at the corner of S. Babcock and Haglund Roads on the Worthington Steel property in Burns Harbor, Indiana, the US. The project involves the construction of a seven-building data center campus on 41ha of land. It includes the construction of server rooms, meeting rooms, an administrative building and parking facilities, and the installation of generators, cooling systems, safety and security systems. | 41.613 | -87.1044 | The project involves the construction of a seven-building data center campus on 41ha of land at the corner of S. Babcock and Haglund Roads on the Worthington Steel property, in Burns Harbor, Indiana, the US. The US$50 million project includes the following: 1. Construction of server rooms 2. Construction of meeting rooms 3. Construction of an administrative building 4. Construction of parking facilities 5. Installation of safety and security systems |  |  |  | March 2026 - Planning activities are underway. September 2025 - Planning activities are underway. November 2024 - The project is awaiting approval. Q2 2024 - PR submitted project planning documents to the Harbor Town Council. March 2024 - PR announced plans to build a data center in Burns Harbor. | No Major Development | 0 | Not Funded / Unconfirmed | Private | Provident Realty Advisors Inc
363229 | 363229 | 2026-03-23 14:50 | Adam RE/ Ikhlas Al Dain – Gatineau Data Hub – Quebec | Adam RE/ Ikhlas Al Dain – Gatineau Data Hub – Quebec | https://construction.globaldata.com/Projects/Overview/363229 | Planning | Parent | 90 | 2021 Q4 | Awaiting Confirmation |  | North America | Canada | Quebec | Gatineau |  |  | Commercial & Leisure | Data Center | Data Center |  | Low | New | Onshore | Avaio Capital (Avaio) and Adam Real Estate (ARE) are planning for the construction of a hyperscale data center in Gatineau, Quebec, Canada. The project involves the construction of a data center with a capacity of 50MW on 21.04ha of land. It includes the construction of server rooms, meeting rooms, an administrative space and related facilities and the installation of equipment and safety systems. The facility will be powered by hydropower from local utility HydroQuebec. | 45.4772 | -75.7016 | The project involves the construction of a data center with a capacity of 50MW on 21.04ha of land in Gatineau, Quebec, Canada. The US$90 million project includes the following: 1. Construction of server rooms 2. Construction of meeting rooms 3. Construction of an administrative space 4. Construction of parking facilities 5. Construction of related facilities 6. Installation of equipment | Hyperscale Data Center |  |  | March 23, 2026 - We have not been able to obtain further updates on this project. We have retained the same project stage and amended the key dates accordingly. We will update the profile as soon as we obtain any new information. July 23, 2025 - We have not been able to obtain further updates on this project. We have retained the same project stage and amended the key dates accordingly. We will update the profile as soon as we obtain any new information. September 2024 - Planning activities are underway. November 27, 2023 - We have not been able to obtain further updates on this project. We have retained the same project stage and amended the key dates accordingly. We will update the profile as soon as we obtain any new information. February 2023 - Planning activities are underway. March 2022 - Planning activities are underway. Q4 2021 - Avaio and ARE announced plans to build a data center. | Information Unavailable |  | Not Funded / Unconfirmed | Private | Adam real estate;AVAIO Capital
538061 | 538061 | 2026-03-23 14:27 | Vantage DC – St. Athan Data Center – Cardiff | Vantage DC – St. Athan Data Center – Cardiff | https://construction.globaldata.com/Projects/Overview/538061 | Pre-Design | Parent | 1300 | 2025 Q1 | 2026 Q4 | 2029 Q4 | Europe | United Kingdom | Cardiff | Cardiff | Eglwys Brewis Road | CF62 4QP | Commercial & Leisure | Data Center | Data Center |  | High | Redevelopment | Onshore | St. Athan Data Center is planning to build a hyperscale data center campus on land north of the Ffordd Bro Tathan business park in St. Athan, Wales, the UK. The project involves the construction of a three, two-story buildings data center campus with a consumption capacity of 120MW on 10.9ha of land. It includes the construction of three 32MW buildings with eight data halls of 4MW, meet-me rooms, server rooms, a substation, a parking facility and the installation of 22 generators and security systems. CarneySweeney has been appointed as the planning consultant. In August 2025, Vantage secured approvals from the Vale of Glamorgan Council through its subsidiary VDC CWL21 Limited. The Welsh Government acquired the site in 2006 and signed a lease for 999 years with Vantage. It is equipped with reliable uninterruptible power supply (UPS) units and generators for backup power systems. It also features an advanced cooling system, ensuring optimal performance and efficiency with maximum reliability. | 51.4145 | -3.4414 | The project involves the construction of a three, two-story buildings data center campus with a consumption capacity of 120MW on 10.9ha of land in St. Athan, Wales, the UK. The US$1,300 million project includes the following: 1. Construction of eight data halls 2. Construction of meet-me rooms 3. Construction of server rooms 4. Construction of a substation 5. Construction of a parking facility 6. Installation of generators and uninterruptible power supply (UPS) units 7. Installation of the cooling system 8. Installation of safety and security systems | Emergency power/Backup power; Hyperscale Data Center |  |  | March 2026 - Pre-design activities are underway. September 2025 - Pre-design activities are underway. August 2025 - The project has received planning approvals from the Vale of Glamorgan Council to demolish and build the data center. Q1 2025 - Vantage announced plans to build a data center in Wales, the UK. | No Major Development | 0 | Not Funded / Unconfirmed | Private | Vantage Data Centers UK Ltd
539062 | 539062 | 2026-03-23 14:25 | Latos DC – Preston Farm Data Center – Stockton-on-Tees | Latos DC – Preston Farm Data Center – Stockton-on-Tees | https://construction.globaldata.com/Projects/Overview/539062 | Design | Parent | 135 | 2024 Q4 | 2026 Q3 | 2027 Q1 | Europe | United Kingdom | Stockton-on-Tees | Stockton-on-Tees | Preston Farm Industrial Estate | TS18 3SA | Commercial & Leisure | Data Center | Data Center |  | High | New | Onshore | Latos is planning for the construction of a neural edge data center at Preston Farm Industrial Estate in Stockton-on-Tees, the UK. The project involves the construction of a 1,750m2 data center on 0.74ha of land. It includes the construction of two data center buildings (DC01 and DC02), server rooms, meeting rooms, an administrative space, access roads, five EV charging bays, and parking spaces, and the installation of related equipment and safety and security systems. The data center is a neural edge facility and will house NVIDIA Blackwell GPUs. Create Architect was appointed as the architect. The project is expected to create 150 technical jobs and 400 supply chain jobs. In June 2025, a planning application was submitted to the Stockton-on-Tees Borough Council and secured approvals from the council in September 2025. Construction works are scheduled to commence in July 2026 and are to be completed in the first quarter of 2027. | 54.5434 | -1.3351 | The project involves the construction of a 1,750m2 data center on 0.74ha of land in Stockton on Tees, the UK. The US$135 million project includes the following: 1. Construction of two data center buildings 2. Construction of server rooms 3. Construction of meeting rooms 4. Construction of an administrative space 5. Construction of access roads 6. Construction of five EV charging bays 7. Construction of parking spaces 8. Installation of related equipment 9. Installation of safety and security systems | Edge Data Center; EV Charging Stations; Heating, ventilation and air conditioning (HVAC) |  |  | March 2026 - Preparatory works are underway. December 2025 - Preparatory works are underway. September 2025 - The project has secured planning approvals from the council. Q2 2025 - A planning application was submitted to Stockton-on-Tees Borough Council. Q4 2024 - Latos has announced plans for a data center at Preston Farm Industrial Estate in Stockton. | Project work on Schedule | 1 | Not Funded / Unconfirmed | Private | Latos Data Centre Ltd |  | CREATE Architecture Ltd
536589 | 536589 | 2026-03-23 14:23 | Global Infra – Thurrock Hyperscale Data Center – Essex | Global Infra – Thurrock Hyperscale Data Center – Essex | https://construction.globaldata.com/Projects/Overview/536589 | Planning | Parent | 930 | 2024 Q1 | 2027 Q1 | 2029 Q4 | Europe | United Kingdom | Essex |  | Arena Essex And Fishing Lake, Arterial Road, Purfleet-on-Thames. | RM19 | Commercial & Leisure | Data Center | Data Center | Office Buildings | Low | New | Onshore | Global Infrastructure Ltd, a subsidiary of Google, is planning to build a hyperscale data center on the Arena Essex Local Wildlife Site in Purfleet-on-Thames, Thurrock, Essex, the UK. The project involves the construction of a 130,500m2 data center campus on 52ha of land. It includes four data center buildings, a 4,000m2 office building, conference rooms, a substation, break rooms, pedestrian and cycle paths and parking spaces, and the installation of servers and safety and security systems. The facility is committed to operating on renewable energy and will have a design PUE of 1.1. will utilize an advanced cooling system. It will have UPS and generators for power backup. Ttsp has been appointed as the architect, Stephenson Halliday Ltd as the landscape architect, Tractebel Engineering S.A. as the consulting engineer, Mallory Land Ltd and Iceni Projects Ltd as the planner, Red Engineering Design Ltd as the engineering and design consultant and Oxford Economics Ltd as the study consultant. In May 2025, Global Infrastructure submitted an outline planning application to the Thurrock Council. | 51.4938 | 0.28308 | The project involves the construction of a 130,500m2 data center campus on the Arena Essex Local Wildlife Site in Purfleet-on-Thames, Thurrock, Essex, the UK. The US$930 million project includes the following: 1. Construction of four data center buildings 2. Construction of a substation 3. Construction of a 4,000m2 office building 4. Construction of break rooms 5. Construction of server rooms 6. Construction of parking spaces 7. Construction of pedestrian and cycle 8. Installation of equipment 9. Installation of servers 10. Installation of safety and security systems | Green data center; Heating, ventilation and air conditioning (HVAC); Hyperscale Data Center |  |  | March 2026 - The project is awaiting approvals. August 2025 - The project is awaiting outline planning approvals. May 2025 - Global Infrastructure submitted an outline planning application to the Thurrock Council. Q1 2024 - Global Infrastructure announced plans to build a data center in UK. | No Major Development | 0 | Not Funded / Unconfirmed | Private | Global Infrastructure Ltd |  | Red Engineering Design Ltd;Stephenson Halliday Ltd;Ttsp | Iceni Projects Ltd;Jubb Consulting Engineers Ltd;Mallory Land Ltd;Oxford Economics Ltd;Tractebel Engineering S.A.
536904 | 536904 | 2026-03-23 14:23 | Altrad Services/ Greystoke Land – Iver Hyperscale Data Center – Buckinghamshire | Altrad Services/ Greystoke Land – Iver Hyperscale Data Center – Buckinghamshire | https://construction.globaldata.com/Projects/Overview/536904 | Planning | Parent | 1345 | 2021 Q1 | 2026 Q4 | 2029 Q4 | Europe | United Kingdom | Buckinghamshire |  | Iver’s Woodlands Park Landfill Site |  | Commercial & Leisure | Data Center | Data Center |  | Low | New | Onshore | Greystoke Land Ltd and Altrad are planning to undertake the construction of a hyperscale data center at a Woodlands Park landfill site in Iver, Buckinghamshire, the UK. The project involves the construction of a 72,000m2, two data center buildings with a consumption capacity of 90MW. It involves the construction of data halls, a substation, server rooms, an office space, and the installation of emergency backup generators, cooling systems, safety, and security systems. Pegasus Planning Group Ltd has been appointed as the planner and Francis Taylor Building as the lead consultant. The planning application, which was submitted by Greystoke for the project, was rejected in 2022, and later it was rejected again in June 2024. Subsequently, in December 2024, an appeal was filed with the Government Planning Inspectorate, and got approved in July 2025. In January 2026, the Government of the United Kingdom admitted that it had wrongly approved the plans and needed further inspection. | 51.5927 | -0.59915 | The project involves the construction of a 72,000m2, two data center buildings with a consumption capacity of 90MW in Buckinghamshire, the UK. The US$1,345 million project includes the following: 1. Construction of data halls 2. Constriction of server rooms 3. Construction of a substation 4. Construction of an office space 5. Construction of an electricity subsation 6. Installation of emergency backup generators 7. Installation of cooling systems 8. Installation of safety and security systems | Heating, ventilation and air conditioning (HVAC); Hyperscale Data Center |  |  | March 2026 - The project is facing legal obligations. January 2026 - The project is facing legal obligations as the Government of the United Kingdom has admitted that it had wrongly approved the plans. August 2025 - Pre-design activities are underway. July 2025 - The project received approvals from UK Secretary of State Angela Rayner. June 2024 - The project plans were rejected by Buckinghamshire Council. April 2022 - The project plans were rejected by the local council. Q1 2021 - Greystoke Land announced plans for the construction of a data center in Iver. | No Major Development | 0 | Not Funded / Unconfirmed | Private | Altrad Services Ltd;Greystoke Land |  |  | Francis Taylor Building;Pegasus Planning Group Ltd
538575 | 538575 | 2026-03-23 14:22 | BlackRock Inc – UK Data Centers Upgrade Program – Greater London | BlackRock Inc – UK Data Centers Upgrade Program – Greater London | https://construction.globaldata.com/Projects/Overview/538575 | Planning | Program | 682 | 2025 Q3 | 2028 Q1 | 2032 Q4 | Europe | United Kingdom | Greater London | London |  |  | Commercial & Leisure | Data Center | Data Center |  | Low | New | Onshore | BlackRock Inc. is planning to undertake the upgrade and modernization of a Tier I data center in the UK. The program involves the upgrade of data centers with a consumption capacity ranging from 5-20MW. It includes the construction of data halls, a substation, office space, break rooms, meet-me rooms and parking spaces, and the installation of racks and safety and security systems. It is equipped with reliable uninterruptible power supply (UPS) units and diesel generators for backup power systems. It also features a liquid cooling system, ensuring optimal performance and efficiency with maximum reliability. | 51.5085 | -0.12574 | The project involves the upgrade and modernization of data centers in the UK. The US$682 million program includes the following: 1. Construction of data halls 2. Construction of office space 3. Construction of break rooms 4. Construction of a substation 5. Construction of meet-me rooms 6. Construction of parking spaces 7. Installation of UPS/generators 8. Installation of racks 9. Installation of safety and security systems | Heating, ventilation and air conditioning (HVAC) | [5 empty] | Not Funded / Unconfirmed | Private | BlackRock Inc
561787 | 561787 | 2026-03-23 14:22 | Sunly – Risti Data Center – Laeaene | Sunly – Risti Data Center – Laeaene | https://construction.globaldata.com/Projects/Overview/561787 | Planning | Parent | 1950 | 2025 Q4 | 2027 Q2 | 2030 Q4 | Europe | Estonia | Laeaene |  |  | 90901 | Commercial & Leisure | Data Center | Data Center |  | Medium | New | Onshore | Sunly OU is planning to build a data center in Risti, in Lääne-Nigula municipality, Estonia. The project involves the construction of a data center with a consumption capacity of 180MW. It will be developed in different phases. It includes the construction of data halls, server rooms, conference rooms, meet-me rooms, an administrative space and parking spaces, and the installation of racks, a cooling system and safety and security systems. The facility has been committed to operating on renewable energy from a solar farm. In March 2026, Sunly OU submitted a planning application to the Laane Nigula Municipality. The construction of the first phase is expected to be completed in 2028. | 58.9993 | 24.0155 | The project involves the construction of a data center with a consumption capacity of 180MW in Risti, in Lääne-Nigula municipality, Estonia. The US$1,950 million project includes the following: 1. Construction of data halls 2. Construction of server rooms 3. Construction of conference rooms 4. Construction of meet-me rooms 5. Construction of an administrative space 6. Construction of parking spaces 7. Installation of racks 8. Installation of a cooling system 9. Installation of safety and security systems | Energy storage |  |  | March 2026 - Sunly OU submitted a planning application to the Laane Nigula Municipality. Q4 2025 - Sunly OU announced plans to build a data center in Estonia. | Major Authority Clearance Submitted | 1 | Not Funded / Unconfirmed | Private | Sunly OU
538030 | 538030 | 2026-03-23 14:18 | Hyperco – Lohja Data Center – Uusimaa | Hyperco – Lohja Data Center – Uusimaa | https://construction.globaldata.com/Projects/Overview/538030 | Planning | Parent | 1240 | 2024 Q1 | 2027 Q3 | 2030 Q4 | Europe | Finland | Uusimaa | Lohja | Lappersintie 1217, Kittfall area of Virkkala | 8700 | Commercial & Leisure | Data Center | Data Center |  | Low | New | Onshore | Hyperco Oy is planning to undertake the construction of a colocation data center at Lappersintie 1217, Kittfall area of Virkkala in the City of Lohja, Uusimaa, Finland. The project involves the construction of a 217,420m2 data center with a consumption capacity of 300MW on 22.3ha of land. It includes data halls, a substation, conference rooms, break rooms, meet-me rooms, server rooms and parking spaces, and the installation of racks and safety and security systems. The facility draws power from a national grid utility and utilises an advanced cooling system. It will use Backup power, which consists of two separate systems: a battery system and backup power generators. Envineer Oy and Anthesis Consulting Group Ltd have been appointed as the environmental consultant. | 60.1779 | 23.9945 | The project involves the construction of a 217,420m2 data center with a consumption capacity of 300MW on 22.3ha of land at Lappersintie 1217, Kittfall area of Virkkala in the City of Lohja, Uusimaa, Finland. The US$1,240 million project includes the following: 1. Construction of data halls 2. Construction of conference rooms 3. Construction of break rooms 4. Construction of server rooms 5. Construction of a substation 6. Construction of meet-me rooms 7. Construction of parking spaces 8. Installation of UPS/generators 9. Installation of racks 10. Installation of safety and security systems | Colocation Data Center; Heating, ventilation and air conditioning (HVAC) |  |  | March 2026 - Planning activities are underway. September 2025 - Planning activities are underway. June 2025 - Planning activities are underway. May 2025 - The Environmental Impact Assessment (EIA) report was presented at the public meeting. February 2025 - Planning activities are underway. Q1 2024 - Hyperco announced plans to build a data center in Finland. | No Major Development | 0 | Not Funded / Unconfirmed | Private | Hyperco Oy |  |  | Anthesis Consulting Group Ltd;Envineer Oy
512829 | 512829 | 2026-03-23 14:06 | Charoen Pokphand/ Global Infra – Thailand Data Centers Development Program – Thailand | Charoen Pokphand/ Global Infra – Thailand Data Centers Development Program – Thailand | https://construction.globaldata.com/Projects/Overview/512829 | Planning | Program | 5000 | 2024 Q2 | 2028 Q3 | 2032 Q4 | Asia-Pacific | Thailand |  |  |  |  | Commercial & Leisure | Data Center | Data Center |  | Low | New | Onshore | Global Infrastructure Partners LLC (GIP), the infrastructure investment arm of BlackRock and Charoen Pokphand Group Co Ltd (CPGCL) are planning to construct data centers in Thailand. The program involves the construction of data centers. It includes the construction of data halls, server rooms, a control room, electric distribution rooms, administrative facilities, and parking facilities, and the installation of equipment, safety, and security systems. The project secured US$530 million in financing to fund the development and construction of a new greenfield hyperscale data centre in Rayong from Credit Agricole Corporate and Investment Bank. The program aims to support advanced workloads such as AI, big data, and cloud services, while generating high-value employment in engineering and technology in the region. | 14.8972 | 100.8327 | The program involves the construction of data centers in Thailand. The US$5,000 million program includes the following: 1. Construction of data halls and server rooms 2. Construction of a control room 3. Construction of electric distribution rooms 4. Construction of administrative facilities 5. Construction of parking facilities 6. Installation of equipment 7. Installation of generators 8. Installation of cooling systems 9. Installation of safety and security systems | Heating, ventilation and air conditioning (HVAC); Hyperscale Data Center | [5 empty] | Not Funded / Unconfirmed | Private | Charoen Pokphand Group Co Ltd;Global Infrastructure Partners LLC
467630 | 467630 | 2026-03-23 13:43 | JLL – Project Hydroscale Data Center – New York | JLL – Project Hydroscale Data Center – New York | https://construction.globaldata.com/Projects/Overview/467630 | Pre-Design | Parent | 3800 | 2024 Q1 | 2027 Q1 | 2029 Q3 | North America | United States | New York |  | Alabama | 14013 | Commercial & Leisure | Data Center | Data Center |  | Low | New | Onshore | Jones Lang LaSalle Inc. is planning to construct a hyperscale AI data center at the Science, Technology, and Advanced Manufacturing Park (STAMP) site in Alabama, Genesee County, New York, the US. The project involves the construction of two 41,806m2 two-story data centers on 18ha of land. It includes the construction of server rooms, meeting rooms, an administrative space, an innovation center, a co-working flex space and parking spaces, and the installation of equipment, generators, cooling systems, safety and security systems. | 43.0848 | -78.4006 | The project involves the construction of two 41,806m2 two-story data centers on 18ha of land in Genesee County, Alabama, the US. The US$3,800 million project includes the following: 1. Construction of server rooms 2. Construction of meeting rooms 3. Construction of an administrative space 4. Construction of an innovation center 5. Construction of a co-working flex space 6. Construction of parking spaces 7. Installation of equipment 8. Installation of generators 9. Installation of cooling systems 10. Installation of safety and security systems | Artificial Intelligence; Heating, ventilation and air conditioning (HVAC); Hyperscale Data Center |  |  | March 23, 2026 - We have not been able to obtain further updates on this project. We have retained the same project stage and amended the key dates accordingly. We will update the profile as soon as we obtain any new information. June 2025 - Planning activities are underway. October 2024 - JLL received approvals from Genesee County Economic Development Corp. (GCEDC). Q1 2024 - JLL announced plans to build a data center in Genesee County. | Information Unavailable |  | Not Funded / Unconfirmed | Private | Jones Lang LaSalle Inc
557041 | 557041 | 2026-03-23 11:53 | Neoix – Nova Gradiska Data Center – Slavonski Brod-Posavina | Neoix – Nova Gradiska Data Center – Slavonski Brod-Posavina | https://construction.globaldata.com/Projects/Overview/557041 | Planning | Parent | 524 | 2025 Q4 | 2026 Q2 | 2028 Q4 | Europe | Croatia | Slavonski Brod-Posavina | Slavonski Brod | Nova Gradiska Industrial Zone | 35400 | Commercial & Leisure | Data Center | Data Center |  | Low | New | Onshore | NEOIX PLC is planning to undertake the construction of an AI hyperscale data center in Nova Gradiška Industrial Zone, Slavonski Brod-Posavina, Croatia. The project involves the construction of a 50MW AI data center on 7.5ha of land. It includes the construction of an administrative space, server rooms with racks, a substation, the installation of cooling systems, and safety and security systems. It features an advanced cooling system adapted for the regional climate and a scalable IT infrastructure designed to meet rising market demand and comply with top-tier security standards. The project aligns with NEOIX’s broader European expansion strategy, which includes major hyperscale data center developments across Egypt, Germany and other strategic locations. Subject to the final investment decision in May 2026, construction works are scheduled to commence in June 2026. | 45.1603 | 18.0156 | The project involves the construction of a 50MW AI data center on 7.5ha of land in Nova Gradiska, Croatia. The US$524 million project includes the following: 1. Construction of an administrative space 2. Construction of server rooms with racks 3. Construction of sub station 4. Installation of generators 5. Installation of cooling systems 6. Installation of safety and security systems | Heating, ventilation and air conditioning (HVAC); Hyperscale Data Center |  |  | March 2026 - Planning activities are underway. January 2026 - Planning activities are underway. December 2025 - NEOIX PLC signed a preliminary agreement for the development. October 2025 - NEOIX PLC announced plans to build data center in Croatia. | No Major Development | 0 | Not Funded / Unconfirmed | Private | Neoix PLC
561694 | 561694 | 2026-03-23 11:48 | eThekwini Mun – Durban Data Center 400MW – KwaZulu-Natal | eThekwini Mun – Durban Data Center 400MW – KwaZulu-Natal | https://construction.globaldata.com/Projects/Overview/561694 | Planning | Parent | 3200 | 2026 Q1 | 2028 Q2 | 2031 Q4 | Middle East and Africa | South Africa | KwaZulu-Natal | Durban |  |  | Commercial & Leisure | Data Center | Data Center |  | Medium | New | Onshore | The eThekwini Municipality plans to construct the data centre with a capacity of 400MW in Durban, South Africa. It would be South Africa’s biggest digital data centre, burning up the equivalent of a staggering 25% of the city of Durban’s current electricity supply. The proposed 5ha development site is at the mouth of the Lovu River, close to the Amanzimtoti Cable Landing Station. This station is linked to the 45,000km-long 2Africa submarine cable system, which encircles Africa and links the continent to Europe, the Middle East and India. The project involves the construction of a data centre building (400 MW). It also includes the construction of an administrative space, electrical equipment, power systems, safety and security system, control rooms, an office space, server rooms and associated facilities The client has signed a preliminary Memorandum of Agreement with a South Korean consortium to implement the project. | -29.8579 | 31.0292 | The eThekwini Municipality plans to construct the data centre with a capacity of 400MW in Durban, South Africa. It would be South Africa’s biggest digital data centre, burning up the equivalent of a staggering 25% of the city of Durban’s current electricity supply. The proposed 5ha development site is at the mouth of the Lovu River, close to the Amanzimtoti Cable Landing Station. This station is linked to the 45,000km-long 2Africa submarine cable system, which encircles Africa and links the continent to Europe, the Middle East and India. The US$3,200 million project includes the following: 1. Construction of data centre building (400 MW) 2. Construction of an administrative space 3. Installation of electrical equipment 4. Installation of power systems 5. Installation of a safety and security system 6. Installation of HVAC 7. Construction of server rooms 8. Construction of an office space 9. Construction of control rooms 10. Construction of associated facilities |  | A 400MW Data center is built in Durban, South Africa. |  | March 23, 2026 - The client has signed a preliminary Memorandum of Agreement with a South Korean consortium to implement the project. | Project work on Schedule | 1 | Not Funded / Unconfirmed | Public/Private | eThekwini Municipality
561976 | 561976 | 2026-03-23 11:26 | Blackstone Group – Lippetal Data Center Campus – North Rhine-Westphalia | Blackstone Group – Lippetal Data Center Campus – North Rhine-Westphalia | https://construction.globaldata.com/Projects/Overview/561976 | Study | Parent | 4567 | 2025 Q4 | 2028 Q4 | 2030 Q4 | Europe | Germany | North Rhine-Westphalia |  | in the Westfalen industrial park between Lippetal and Hamm | 59510 | Commercial & Leisure | Data Center | Data Center |  | Medium | New | Onshore | Blackstone Inc. is planning to construct a data center campus in the Westfalen industrial park between Lippetal and Hamm, North Rhine-Westphalia, Germany. The project involves the construction of a hyperscale data center campus (AI data centers) on a 27ha site area, with an IT capacity of 200MW, administrative facilities, parking facilities, and the installation of elevators, security and safety facilities, and power facilities. Industriegebiet Westfalen GmbH has been appointed as the associate developer, and QTS Realty Trust LLC as the project management consultant. Amprion GmbH will provide renewable energy in the future from the offshore wind farm in the North Sea. Blackstone is currently examining other sites. If all the required parameters have been aligned for the Lippetal site, then only the project will be developed. According to the current forecast, the planning and approval are expected to take two years, and the entire project will be completed in 2030. | 51.675 | 7.9184 | The project involves the construction of a data center campus in the Westfalen industrial park between Lippetal and Hamm, North Rhine-Westphalia, Germany The US$4,567 million project includes the following: 1. Construction of a hyperscale data center campus (AI data centers) on a 27ha site area, with an IT capacity of 200MW 2. Construction of administrative facilities 3. Construction of parking facilities 4. Installation of elevators 5. Installation of security and safety facilities 6. Installation of power facilities | Green data center; Hyperscale Data Center |  |  | March 2026 - Blackstone is currently examining other sites along with Lippetal. January 2026 - Blackstone proposed to build the project on the Westfalen industrial park in Lippetal. December 2025 - Blackstone Inc. announced plans to construct a data center campus in North Rhine-Westphalia. | Project work on Schedule | 1 | Not Funded / Unconfirmed | Private | Blackstone Inc |  |  | QTS Realty Trust LLC
562007 | 561986 | 2026-03-23 11:25 | Frankfurt DATA – Markendorf Data Center Campus: Building VI – Brandenburg | Frankfurt DATA – Markendorf Data Center Campus – Brandenburg | https://construction.globaldata.com/Projects/Overview/562007 | Planning | Sub | 670 | 2025 Q1 | 2027 Q4 | 2030 Q4 | Europe | Germany | Brandenburg | Frankfurt (Oder) | in the Markendorf Industrial and Commercial Park, Frankfurt an der Oder | 15236 | Commercial & Leisure | Data Center | Data Center |  | Medium | New | Onshore | Frankfurt DATA FFO AI GmbH is planning to construct a data center VI in the Markendorf Industrial and Commercial Park, in Frankfurt (Oder), Brandenburg, Germany. The project involves the construction of a hyperscale data center with an IT capacity of 60MW, administrative facilities, parking facilities, and the installation of elevators, security and safety facilities, and power facilities. Investor Center Ostbrandenburg GmbH (ICOB) has been appointed as the associate developer. The project will be powered by a 380kV high-voltage grid transmission network operated by 50Hertz. The waste heat will be fed into the district heating network of the Frankfurt municipal utilities. The project aims to lease cloud and server services, and computing power to local as well as international customers. The information related to the project, including the detailed project plan, investors, and partners, will be published later this year. Frankfurt (Oder) City will approve the building permits, and 50Hertz will provide the energy supply in 2026. | 52.3036 | 14.4557 | The project involves the construction of a data center VI in the Markendorf Industrial and Commercial Park, in Frankfurt (Oder), Brandenburg, Germany. The US$670 million project includes the following: 1. Construction of a hyperscale data center with an IT capacity of 60MW 2. Construction of administrative facilities 3. Construction of parking facilities 4. Installation of elevators 5. Installation of security and safety facilities 6. Installation of power facilities | Hyperscale Data Center |  |  | March 2026 - Planning activities are underway. November 2025 - Frankfurt Data AI submitted the application for a power supply connection to 50Hertz. June 2025 - Frankfurt (Oder) City, Investor Center East Brandenburg (ICOB), and Frankfurt Data AI GmbH are negotiating on the possible development plan. March 2025 - Frankfurt DATA FFO AI announced plans to construct a data center campus in the Markendorf commercial and industrial park in Frankfurt (Oder). | Project work on Schedule | 1 | Not Funded / Unconfirmed | Private | Frankfurt DATA FFO AI GmbH
562006 | 561986 | 2026-03-23 11:25 | Frankfurt DATA – Markendorf Data Center Campus: Building V – Brandenburg | Frankfurt DATA – Markendorf Data Center Campus – Brandenburg | https://construction.globaldata.com/Projects/Overview/562006 | Planning | Sub | 670 | 2025 Q1 | 2027 Q4 | 2030 Q4 | Europe | Germany | Brandenburg | Frankfurt (Oder) | in the Markendorf Industrial and Commercial Park, Frankfurt an der Oder | 15236 | Commercial & Leisure | Data Center | Data Center |  | Medium | New | Onshore | Frankfurt DATA FFO AI GmbH is planning to construct a data center V in the Markendorf Industrial and Commercial Park, in Frankfurt (Oder), Brandenburg, Germany. The project involves the construction of a hyperscale data center with an IT capacity of 60MW, administrative facilities, parking facilities, and the installation of elevators, security and safety facilities, and power facilities. Investor Center Ostbrandenburg GmbH (ICOB) has been appointed as the associate developer. The project will be powered by a 380kV high-voltage grid transmission network operated by 50Hertz. The waste heat will be fed into the district heating network of the Frankfurt municipal utilities. The project aims to lease cloud and server services, and computing power to local as well as international customers. The information related to the project, including the detailed project plan, investors, and partners, will be published later this year. Frankfurt (Oder) City will approve the building permits, and 50Hertz will provide the energy supply in 2026. | 52.3036 | 14.4557 | The project involves the construction of a data center V in the Markendorf Industrial and Commercial Park, in Frankfurt (Oder), Brandenburg, Germany. The US$670 million project includes the following: 1. Construction of a hyperscale data center with an IT capacity of 60MW 2. Construction of administrative facilities 3. Construction of parking facilities 4. Installation of elevators 5. Installation of security and safety facilities 6. Installation of power facilities | Hyperscale Data Center |  |  | March 2026 - Planning activities are underway. November 2025 - Frankfurt Data AI submitted the application for a power supply connection to 50Hertz. June 2025 - Frankfurt (Oder) City, Investor Center East Brandenburg (ICOB), and Frankfurt Data AI GmbH are negotiating on the possible development plan. March 2025 - Frankfurt DATA FFO AI announced plans to construct a data center campus in the Markendorf commercial and industrial park in Frankfurt (Oder). | Project work on Schedule | 1 | Not Funded / Unconfirmed | Private | Frankfurt DATA FFO AI GmbH
562005 | 561986 | 2026-03-23 11:25 | Frankfurt DATA – Markendorf Data Center Campus: Building IV – Brandenburg | Frankfurt DATA – Markendorf Data Center Campus – Brandenburg | https://construction.globaldata.com/Projects/Overview/562005 | Planning | Sub | 670 | 2025 Q1 | 2027 Q4 | 2030 Q4 | Europe | Germany | Brandenburg | Frankfurt (Oder) | in the Markendorf Industrial and Commercial Park, Frankfurt an der Oder | 15236 | Commercial & Leisure | Data Center | Data Center |  | Medium | New | Onshore | Frankfurt DATA FFO AI GmbH is planning to construct a data center IV in the Markendorf Industrial and Commercial Park, in Frankfurt (Oder), Brandenburg, Germany. The project involves the construction of a hyperscale data center with an IT capacity of 60MW, administrative facilities, parking facilities, and the installation of elevators, security and safety facilities, and power facilities. Investor Center Ostbrandenburg GmbH (ICOB) has been appointed as the associate developer. The project will be powered by a 380kV high-voltage grid transmission network operated by 50Hertz. The waste heat will be fed into the district heating network of the Frankfurt municipal utilities. The project aims to lease cloud and server services, and computing power to local as well as international customers. The information related to the project, including the detailed project plan, investors, and partners, will be published later this year. Frankfurt (Oder) City will approve the building permits, and 50Hertz will provide the energy supply in 2026. | 52.3036 | 14.4557 | The project involves the construction of a data center IV in the Markendorf Industrial and Commercial Park, in Frankfurt (Oder), Brandenburg, Germany. The US$670 million project includes the following: 1. Construction of a hyperscale data center with an IT capacity of 60MW 2. Construction of administrative facilities 3. Construction of parking facilities 4. Installation of elevators 5. Installation of security and safety facilities 6. Installation of power facilities | Hyperscale Data Center |  |  | March 2026 - Planning activities are underway. November 2025 - Frankfurt Data AI submitted the application for a power supply connection to 50Hertz. June 2025 - Frankfurt (Oder) City, Investor Center East Brandenburg (ICOB), and Frankfurt Data AI GmbH are negotiating on the possible development plan. March 2025 - Frankfurt DATA FFO AI announced plans to construct a data center campus in the Markendorf commercial and industrial park in Frankfurt (Oder). | Project work on Schedule | 1 | Not Funded / Unconfirmed | Private | Frankfurt DATA FFO AI GmbH
562004 | 561986 | 2026-03-23 11:25 | Frankfurt DATA – Markendorf Data Center Campus: Building III – Brandenburg | Frankfurt DATA – Markendorf Data Center Campus – Brandenburg | https://construction.globaldata.com/Projects/Overview/562004 | Planning | Sub | 670 | 2025 Q1 | 2027 Q4 | 2030 Q4 | Europe | Germany | Brandenburg | Frankfurt (Oder) | in the Markendorf Industrial and Commercial Park, Frankfurt an der Oder | 15236 | Commercial & Leisure | Data Center | Data Center |  | Medium | New | Onshore | Frankfurt DATA FFO AI GmbH is planning to construct a data center III in the Markendorf Industrial and Commercial Park, in Frankfurt (Oder), Brandenburg, Germany. The project involves the construction of a hyperscale data center with an IT capacity of 60MW, administrative facilities, parking facilities, and the installation of elevators, security and safety facilities, and power facilities. Investor Center Ostbrandenburg GmbH (ICOB) has been appointed as the associate developer. The project will be powered by a 380kV high-voltage grid transmission network operated by 50Hertz. The waste heat will be fed into the district heating network of the Frankfurt municipal utilities. The project aims to lease cloud and server services, and computing power to local as well as international customers. The information related to the project, including the detailed project plan, investors, and partners, will be published later this year. Frankfurt (Oder) City will approve the building permits, and 50Hertz will provide the energy supply in 2026. | 52.3036 | 14.4557 | The project involves the construction of a data center III in the Markendorf Industrial and Commercial Park, in Frankfurt (Oder), Brandenburg, Germany. The US$670 million project includes the following: 1. Construction of a hyperscale data center with an IT capacity of 60MW 2. Construction of administrative facilities 3. Construction of parking facilities 4. Installation of elevators 5. Installation of security and safety facilities 6. Installation of power facilities | Hyperscale Data Center |  |  | March 2026 - Planning activities are underway. November 2025 - Frankfurt Data AI submitted the application for a power supply connection to 50Hertz. June 2025 - Frankfurt (Oder) City, Investor Center East Brandenburg (ICOB), and Frankfurt Data AI GmbH are negotiating on the possible development plan. March 2025 - Frankfurt DATA FFO AI announced plans to construct a data center campus in the Markendorf commercial and industrial park in Frankfurt (Oder). | Project work on Schedule | 1 | Not Funded / Unconfirmed | Private | Frankfurt DATA FFO AI GmbH
562003 | 561986 | 2026-03-23 11:24 | Frankfurt DATA – Markendorf Data Center Campus: Building II – Brandenburg | Frankfurt DATA – Markendorf Data Center Campus – Brandenburg | https://construction.globaldata.com/Projects/Overview/562003 | Planning | Sub | 670 | 2025 Q1 | 2027 Q4 | 2030 Q4 | Europe | Germany | Brandenburg | Frankfurt (Oder) | in the Markendorf Industrial and Commercial Park, Frankfurt an der Oder | 15236 | Commercial & Leisure | Data Center | Data Center |  | Medium | New | Onshore | Frankfurt DATA FFO AI GmbH is planning to construct a data center II in the Markendorf Industrial and Commercial Park, in Frankfurt (Oder), Brandenburg, Germany. The project involves the construction of a hyperscale data center with an IT capacity of 60MW, administrative facilities, parking facilities, and the installation of elevators, security and safety facilities, and power facilities. Investor Center Ostbrandenburg GmbH (ICOB) has been appointed as the associate developer. The project will be powered by a 380kV high-voltage grid transmission network operated by 50Hertz. The waste heat will be fed into the district heating network of the Frankfurt municipal utilities. The project aims to lease cloud and server services, and computing power to local as well as international customers. The information related to the project, including the detailed project plan, investors, and partners, will be published later this year. Frankfurt (Oder) City will approve the building permits, and 50Hertz will provide the energy supply in 2026. | 52.3036 | 14.4557 | The project involves the construction of a data center II in the Markendorf Industrial and Commercial Park, in Frankfurt (Oder), Brandenburg, Germany. The US$670 million project includes the following: 1. Construction of a hyperscale data center with an IT capacity of 60MW 2. Construction of administrative facilities 3. Construction of parking facilities 4. Installation of elevators 5. Installation of security and safety facilities 6. Installation of power facilities | Hyperscale Data Center |  |  | March 2026 - Planning activities are underway. November 2025 - Frankfurt Data AI submitted the application for a power supply connection to 50Hertz. June 30, 2025 - Frankfurt (Oder) City, Investor Center East Brandenburg (ICOB), and Frankfurt Data AI GmbH are negotiating on the possible development plan. March 2025 - Frankfurt DATA FFO AI announced plans to construct a data center campus in the Markendorf commercial and industrial park in Frankfurt (Oder). | Project work on Schedule | 1 | Not Funded / Unconfirmed | Private | Frankfurt DATA FFO AI GmbH
562002 | 561986 | 2026-03-23 11:24 | Frankfurt DATA – Markendorf Data Center Campus: Building I – Brandenburg | Frankfurt DATA – Markendorf Data Center Campus – Brandenburg | https://construction.globaldata.com/Projects/Overview/562002 | Planning | Sub | 670 | 2025 Q1 | 2027 Q2 | 2030 Q4 | Europe | Germany | Brandenburg | Frankfurt (Oder) | in the Markendorf Industrial and Commercial Park, Frankfurt an der Oder | 15236 | Commercial & Leisure | Data Center | Data Center |  | Medium | New | Onshore | Frankfurt DATA FFO AI GmbH is planning to construct a data center I in the Markendorf Industrial and Commercial Park, in Frankfurt (Oder), Brandenburg, Germany. The project involves the construction of a hyperscale data center, with an IT capacity of 60MW, administrative facilities, parking facilities, and the installation of elevators, security and safety facilities, and power facilities. Investor Center Ostbrandenburg GmbH (ICOB) has been appointed as the associate developer. The project will be powered by a 380kV high-voltage grid transmission network operated by 50Hertz. The waste heat will be fed into the district heating network of the Frankfurt municipal utilities. The project aims to lease cloud and server services, and computing power to local as well as international customers. The information related to the project, including the detailed project plan, investors, and partners, will be published later this year. Frankfurt (Oder) City will approve the building permits, and 50Hertz will provide the energy supply in 2026. Construction work is scheduled to commence in 2027. | 52.3036 | 14.4557 | The project involves the construction of a data center I in the Markendorf Industrial and Commercial Park, in Frankfurt (Oder), Brandenburg, Germany. The US$670 million project includes the following: 1. Construction of a hyperscale data center, with an IT capacity of 60MW 2. Construction of administrative facilities 3. Construction of parking facilities 4. Installation of elevators 5. Installation of security and safety facilities 6. Installation of power facilities | Hyperscale Data Center |  |  | March 2026 - Planning activities are underway. November 2025 - Frankfurt Data AI submitted the application for a power supply connection to 50Hertz. June 2025 - Frankfurt (Oder) City, Investor Center East Brandenburg (ICOB), and Frankfurt Data AI GmbH are negotiating on the possible development plan. March 2025 - Frankfurt DATA FFO AI announced plans to construct a data center campus in the Markendorf commercial and industrial park in Frankfurt (Oder). | Project work on Schedule | 1 | Not Funded / Unconfirmed | Private | Frankfurt DATA FFO AI GmbH
561986 | 561986 | 2026-03-23 11:24 | Frankfurt DATA – Markendorf Data Center Campus – Brandenburg | Frankfurt DATA – Markendorf Data Center Campus – Brandenburg | https://construction.globaldata.com/Projects/Overview/561986 | Planning | Parent | 4030 | 2025 Q1 | 2027 Q2 | 2030 Q4 | Europe | Germany | Brandenburg | Frankfurt (Oder) | in the Markendorf Industrial and Commercial Park, Frankfurt an der Oder | 15236 | Commercial & Leisure | Data Center | Data Center | Transformer Stations & Substations | High | New | Onshore | Frankfurt DATA FFO AI GmbH is planning to construct a data center campus in the Markendorf Industrial and Commercial Park, in Frankfurt (Oder), Brandenburg, Germany. The project involves the construction of a hyperscale data center campus, with an IT capacity of 360MW, six 60MW data center buildings, a new 380 kV/110 kV substation, administrative facilities, parking facilities, and the installation of elevators, security and safety facilities, and power facilities. The project will be developed in six expansion phases, each phase includes the construction of a data center building with an IT capacity of 60MW. Investor Center Ostbrandenburg GmbH (ICOB) has been appointed as the associate developer. The project will be powered by a 380kV high-voltage grid transmission network operated by 50Hertz. The waste heat will be fed into the district heating network of the Frankfurt municipal utilities. The project aims to lease cloud and server services, and computing power to local as well as international customers. The project will create 200 to 300 new jobs. The information related to the project, including the detailed project plan, investors, and partners, will be published later this year. Frankfurt (Oder) City will approve the building permits, and 50Hertz will provide the energy supply in 2026. Construction on Phase I is scheduled to commence in 2027. | 52.3036 | 14.4557 | The project involves the construction of a data center campus in the Markendorf Industrial and Commercial Park, in Frankfurt (Oder), Brandenburg, Germany. The US$4,030 million project includes the following: 1. Construction of a hyperscale data center campus, with an IT capacity of 360MW 2. Construction of six 60MW data center buildings 3. Construction of a new 380 kV/110 kV substation 4. Construction of administrative facilities 5. Construction of parking facilities 6. Installation of elevators 7. Installation of security and safety facilities 8. Installation of power facilities | District Heating/Cooling System; Hyperscale Data Center |  |  | March 2026 - Planning activities are underway. February 2026 - The Frankfurt (Oder) city administration confirmed the plans for the project in the Markendorf Industrial and Commercial Park and the city's development committee approved the zoning plan for the Markendorf Industrial and Commercial Park on B87. Q4 2025 - Frankfurt Data AI submitted the application for a power supply connection to 50Hertz. June 2025 - Frankfurt (Oder) City, Investor Center East Brandenburg (ICOB), and Frankfurt Data AI GmbH are negotiating on the possible development plan. March 2025 - Frankfurt DATA FFO AI announced plans to construct a data center campus in the Markendorf commercial and industrial park in Frankfurt (Oder). | Project work on Schedule | 1 | Not Funded / Unconfirmed | Private | Frankfurt DATA FFO AI GmbH
561556 | 561556 | 2026-03-23 05:10 | QTS Realty – Project Blue Hole Data Center – Georgia | QTS Realty – Project Blue Hole Data Center – Georgia | https://construction.globaldata.com/Projects/Overview/561556 | Planning | Parent | 8500 | 2024 Q1 | 2027 Q3 | 2035 Q4 | North America | United States | Georgia |  | Blakely | 39823 | Commercial & Leisure | Data Center | Data Center |  | Medium | New | Onshore | QTS is planning to construct a colocation data center in Blakely, in Early County, Georgia, the US. The project involves the construction of a 1,110,000m2 data center. It involves the construction of data halls, server rooms, an administrative space, and the installation of equipment and safety and security systems. The facility draws power through the utility grid. It will be equipped with generators and will use a closed-loop cooling system. Construction is expected to be completed by the end of 2035. | 31.3773 | -84.9343 | The project involves the construction of a 1,110,000m2 data center in Blakely, Georgia, the US. The US$8,500 million project includes the following: 1. Construction of data halls 2. Construction of server rooms 3. Construction of an administrative space 4. Installation of equipment 5. Installation of safety and security systems | Colocation Data Center |  |  | March 2026 - QTS submitted a Developments of Regional Impact (DRI) application with the Georgia Department of Community Affairs. November 2025 - Planning activities are underway. September 2024 - Planning activities are underway. Q1 2024 - QTS announced plans for the construction of a data center in Georgia. | Major Authority Clearance Submitted | 1 | Not Funded / Unconfirmed | Private | QTS Realty Trust LLC
510688 | 510688 | 2026-03-22 23:26 | Stack Infra – 1849 Fortune Drive Data Center – California | Stack Infra – 1849 Fortune Drive Data Center – California | https://construction.globaldata.com/Projects/Overview/510688 | Execution | Parent | 100 | 2021 Q3 | 2024 Q3 | 2026 Q2 | North America | United States | California | San Jose | 1849 Fortune Drive. | 95131 | Commercial & Leisure | Data Center | Data Center | Other Manufacturing Plants |  | New | Onshore | Stack Infrastructure is undertaking the construction of a colocation data center at 2400 Ringwood Avenue and 1849 Fortune Drive in San Jose, California, the US. The project involves the redevelopment of two existing industrial buildings inlcuding former Olympus service center into two, four-story data center buildings with a total floor area of 48,515m2 on 4ha of land. It includes the construction of a four-story 12,688m2 manufacturing building, lobby, restrooms, conference rooms, an office space, loading dock doors, an administrative space, an electrical substation, parking spaces, and the installation of generators, elevators, and safety and security systems. Corgan has been appointed as the architect, WSP as the consulting engineer, Paradigm Structural Engineers as the structural engineer, Kimley Horn as the civil engineer, SKS Partners as the associated developer, and Holder Construction Co as the main contractor. The project is committed to operating on 100% renewable energy from Pacific Gas and Electric (PG&E)’s hydroelectric, solar and other renewable sources through a 100MW electrical substation. It utilises 39 generators (36 3MW and three 1MW diesel-fired generators) for backup power. Construction works are scheduled for completion by June 2026. | 37.4017 | -121.8954 | The project involves the construction of a four-story, 30,332m2 colocation data center with 26MW capacity on 1.49ha of land at 2400 Ringwood Avenue and 1849 Fortune Drive in San Jose, California, the US. The US$100 million project includes the following: 1. Construction of a lobby 2. Construction of restrooms 3. Construction of conference rooms 4. Construction of an office space 5. Construction of loading dock doors 6. Construction of an administrative space 7. Construction of an electrical room 8. Construction of parking spaces 9. Installation of 39 diesel-fired generators 10. Installation of elevators 11. Installation of safety and security systems | Colocation Data Center; Elevator |  |  | March 2026 - Construction works are nearing completion. October 2025 - Construction activities on phase II are underway. Q4 2024 - Construction activities are underway. July 2024 - Construction works commenced. April 2023 - Order Certifying the Final Environmental Impact Report and Granting the Small Powerplant Exemption was prepared. September 2022 - Revised project description filed. Q3 2021 - Stack Infrastructure announced plans to build a data center in San Jose. | Project work on Schedule | 1 | Not Funded / Unconfirmed | Private | Stack Infrastructure | Holder Construction Co | Corgan Associates Inc | Kimley-Horn and Associates Inc;Paradigm Structural Engineers Inc;WSP USA Inc
442592 | 442592 | 2026-03-22 16:12 | Centenary Grp – Centenary Green Data Center – Central Region | Centenary Grp – Centenary Green Data Center – Central Region | https://construction.globaldata.com/Projects/Overview/442592 | Construction Complete | Parent | 60 | 2021 Q4 | 2023 Q4 | 2026 Q1 | Middle East and Africa | Uganda | Central Region | Masaka |  |  | Commercial & Leisure | Data Center | Data Center |  |  | New | Onshore | Centenary Technology Services has undertaken the construction of a green data center in Masaka, Uganda. The project involves the construction of a data center. It also includes the construction of server rooms, control rooms, and associated facilities and the installation of power systems. In March 2024, the construction works are progressing on the project. In November 2024, construction works are ongoing on the project. In August 2025, the construction works are progressing on the project. In March 2026, Construction works have been completed. | -0.33379 | 31.7341 | Centenary Technology Services has undertaken the construction of a green data center in Masaka, Uganda. The US$60 million project includes the following: 1. Construction of a Tier Three green data center 2. Construction of server rooms 3. Construction of control rooms 4. Installation of power systems 5. Construction of associated facilities | Green data center; Hyperscale Data Center; Tier 3 Data Center | A green data center had planned to developed in Masaka. |  | March 2026 - The project is complete. August 2025 - Construction works are progressing on the project. November 2024 - Construction works are ongoing on the project. March 2024 - The construction works are progressing on the project. We are in the process of finding out the main contractor. | Construction Completed | 5 | Not Funded / Unconfirmed | Private | Centenary Group
561799 | 561799 | 2026-03-22 10:54 | Edaa (Qatar CSD) – Data Center Infrastructure Upgrade for Edaa – Baladiyat ad Dawhah | Edaa (Qatar CSD) – Data Center Infrastructure Upgrade for Edaa – Baladiyat ad Dawhah | https://construction.globaldata.com/Projects/Overview/561799 | Tender | Parent | 30 | 2025 Q1 | 2026 Q4 | 2028 Q4 | Middle East and Africa | Qatar | Baladiyat ad Dawhah | Doha |  |  | Commercial & Leisure | Data Center | Data Center |  | Medium | Upgrade | Onshore | Qatar Central Securities Depository (Edaa) is planning to undertake the upgradation of a data center in Qatar. This project involves the upgradation of a data center. It also includes the construction of office spaces, installation of networking systems, electrical, mechanical equipment, cooling systems, parking facilities, and associated facilities. The main contract tender has been issued, and the submission deadline is due on April, 23,2026. | 25.2793 | 51.5224 | Qatar Central Securities Depository (Edaa) is planning to undertake the upgradation of a data center in Qatar. Tender No: 1/2026 The US$30 million projects involve the following: 1. Upgradation of a data center 2. Construction of office spaces 3. Installation of networking systems 4. Installation of electrical and mechanical equipment 5. Installation of cooling systems 6. Construction of parking facilities 7. Associated facilities |  | Data center infrastructure upgrade project for Edaa is planned to be developed in Qatar. |  | March 22, 2026 - The main contract tender has been issued, and the submission deadline is due on April 23, 2026. | Major Tender Work in Progress | 2 | Not Funded / Unconfirmed | Public | Qatar Central Securities Depository
471387 | 471387 | 2026-03-20 16:58 | OPTrust Grp/ Peterson Group/ PG&E Corp/ Westbank Corp – 300 South First Street Data Center – California | OPTrust Grp/ Peterson Group/ PG&E Corp/ Westbank Corp – 300 South First Street Data Center – California | https://construction.globaldata.com/Projects/Overview/471387 | Planning | Parent | 500 | 2024 Q3 | 2027 Q2 | 2029 Q4 | North America | United States | California | San Jose | 300 S 1st St | CA 95113 | Commercial & Leisure | Data Center | Data Center | Low-Rise Apartment Blocks; Low-Rise Apartment Blocks | Low | New | Onshore | Peterson Group, Westbank Corp, OP Trust and Pacific Gas and Electric Company (PG&E) are undertaking the construction of an AI data centers at 300 South First Street in downtown San Jose, California, the US. The project involves the construction of three data centers buildings with a combined capacity of 200MW. It includes the construction of server rooms, data halls, an academic building, administrative spaces, and a substation and the installation of generators, cooling systems, and a safety and security system. | 37.3313 | -121.8892 | The project involves the construction of three data centers buildings with a combined capacity of 200MW downtown San Jose, California, the US. The US$500 million project includes the following: 1. Construction of server rooms 2. Construction of data halls 3. Construction of an academic building 4. Construction of administrative spaces 5. Construction of substation 6. Installation of generators 7. Installation of cooling systems 8. Installation of a safety and security system | Heating, ventilation and air conditioning (HVAC); Zero-Energy Building/Net-Zero Energy |  |  | March 2026 - Planning activities are underway. November 2024 - Planning activities are underway. Q3 2024 - PG&E and Westbank announced plans to build a data center community in San Jose. | No Major Development | 0 | Not Funded / Unconfirmed | Private | OPTrust Private Markets Group;Peterson Group;PG&E Corp;Westbank Corp
467502 | 467399 | 2026-03-20 16:53 | Compass Datacenters – Red Oak Data Centers: DFW III-III Buildings 5-7 – Texas | Compass Datacenters – Red Oak Data Centers – Texas | https://construction.globaldata.com/Projects/Overview/467502 | Execution | Sub | 300 | 2021 Q3 | 2022 Q4 | 2026 Q4 | North America | United States | Texas |  | 541 Austin Blvd | TX 75154 | Commercial & Leisure | Data Center | Data Center |  |  | Expansion | Onshore | Compass Datacenters is undertaking the construction of a hyperscale data center campus in Ellis County, Texas, the US. The project involves the construction of a data center campus. It also includes the construction of 69,677m2 of three buildings, server rooms, control rooms, and office space, and the installation of generators and safety and security systems. Compass Datacenters uses air to liquid cooling for cooling its data center and offers offers N+1 redundancy. Brasfield & Gorrie has been appointed as a contractor. Construction works will be completed in 2026. | 32.5442 | -96.8046 | The project involves the construction of a data center campus at 500, 540, and 581 Austin Boulevard near Interstate 35 in Ellis County, the US. The US$300 million project includes the following: 1. Construction of 69,677m2 of three buildings 2. Construction of server rooms 3. Construction of control rooms 4. Construction of an office space 5. Installation of generators 6. Installation of safety and security systems | Hyperscale Data Center |  |  | March 2026 - Construction activities are underway. September 2025 - Construction activities are underway. October 2024 - Construction activities are underway. Q1 2024 - Construction activities commenced on buildings 6 and 7. December 2022 - Construction works commenced on building 5. January 2022 - Planning activities are underway. Q3 2021 - Compass Datacenters announced plans to build data centers in Texas. | Project work on Schedule | 1 | Not Funded / Unconfirmed | Private | Compass Datacenters LLC | Brasfield & Gorrie LLC
467399 | 467399 | 2026-03-20 16:50 | Compass Datacenters – Red Oak Data Centers – Texas | Compass Datacenters – Red Oak Data Centers – Texas | https://construction.globaldata.com/Projects/Overview/467399 | Execution | Parent | 1000 | 2021 Q3 | 2022 Q4 | 2026 Q4 | North America | United States | Texas |  | 541 Austin Blvd. | TX 75154 | Commercial & Leisure | Data Center | Data Center |  |  | New | Onshore | Compass Datacenters is undertaking the construction of the Red Oak hyperscale data center at 541 Austin Blvd, in Ellis County, Texas, the US. The project involves the construction of the Red Oak data center campus. It also includes the construction of server rooms, control rooms, and office space, and the installation of generators, safety and security systems. It will use air to liquid cooling for cooling its data center and offers offers N+1 redundancy. The project named DFW III-III Buildings 5-7 includes the construction of 69,677m2 of three buildings. The project named DFW III-II Buildings 3 and 4 includes the construction of 46,452m2 of two buildings. Brasfield & Gorrie has been appointed as a contractor. In May 2025, construction works on Buildings I, II, III, and IV were completed. | 32.5442 | -96.8046 | The project involves the construction of the Red Oak data center campus comprising 10 buildings at 541 Austin Blvd in Ellis County, the US. The US$1,000 million project includes the following: 1. Construction of 69,677m2 three buildings 2. Construction of 46,452m2 of two buildings 3. Construction of server rooms 4. Construction of control rooms 5. Construction of an office space 6. Installation of generators 7. Installation of safety and security systems | Heating, ventilation and air conditioning (HVAC); Hyperscale Data Center |  |  | March 2026 - Construction activities are underway. September 2025 - Construction works are underway on the remaining buildings. May 2025 - Construction works on Buildings I, II, III, and IV were completed. October 2024 - Construction activities are underway. Q1 2024 - Construction activities commenced on buildings 6 and 7. Q4 2022 - Construction works commenced on building 5. April 2022 - Planning activities are underway. Q3 2021 - Compass Datacenters announced plans to build data centers in Texas. | Project work on Schedule | 1 | Not Funded / Unconfirmed | Private | Compass Datacenters LLC | Brasfield & Gorrie LLC
384548 | 384548 | 2026-03-20 16:41 | QTS Realty – DC5 Data Center – Texas | QTS Realty – DC5 Data Center – Texas | https://construction.globaldata.com/Projects/Overview/384548 | Construction Complete | Parent | 180 | 2022 Q1 | 2024 Q2 | 2025 Q4 | North America | United States | Texas | Irving | 6300 Longhorn Drive | TX 75063 | Commercial & Leisure | Data Center | Data Center |  |  | New | Onshore | QTS Data Center has a hyperscale data center campus at 6300 Longhorn Drive in Irving, Texas, the US. The project involved the construction of a 24,526m2 data center. It included the construction of an administrative space, office space, substations, laboratories, and parking facilities, as well as the installation of equipment and safety and security systems. Corgan Associates Inc. was appointed as the architect, and Black & Veatch as the contractor. Construction works commenced in April 2024. | 32.8967 | -96.9799 | The project involved the construction of a 24,526m2 data center at 6300 Longhorn Drive in Irving, Texas, the US. The US$180 million project includes the following: 1. Construction of substations 2. Construction of an administrative space 3. Construction of an office space 4. Construction of laboratories 5. Construction of parking facilities 6. Installation of equipment 7. Installation of safety and security systems | Heating, ventilation and air conditioning (HVAC); Hyperscale Data Center |  |  | December 2025 - Construction work completed. September 2025 - Construction activities are underway. October 2024 - Construction activities are underway. July 2024 - Construction activities are underway. April 2024 - Construction works have been commenced. October 2023 - QTS has resubmitted plans for a data center. September 2023 - Planning activities are underway. November 2022 - Planning activities are underway. Q1 2022 - QTS announced plans to construct a data center in Irving. | Construction Completed | 5 | Not Funded / Unconfirmed | Public | QTS Realty Trust LLC | Black & Veatch Corp | Corgan Associates Inc
478224 | 478224 | 2026-03-20 15:38 | EdgeConneX/ Kagoya AM – Osaka-Kyoto Data Center – Kyoto | EdgeConneX/ Kagoya AM – Osaka-Kyoto Data Center – Kyoto | https://construction.globaldata.com/Projects/Overview/478224 | Execution | Parent | 200 | 2025 Q1 | 2026 Q1 | 2029 Q4 | Asia-Pacific | Japan | Kyoto | Kyoto | Osaka-Kyoto |  | Commercial & Leisure | Data Center | Data Center |  |  | New | Onshore | EdgeConneX Inc. and Kagoya Asset Management are planning to construct a hyperscale AI-ready data center in the Osaka-Kyoto area, Kansai region, Kyoto, Japan. The project involves the construction of a 130,000m2 data center with a consumption capacity of 200MW. It includes the construction of server rooms, electric distribution rooms, administrative facilities, storage facilities, parking facilities, and the installation of generators, safety and security systems. It will be developed in phases. The first phase includes the construction of a 28MW data center. The facility will be operated on renewable energy. It is equipped with N+1/2N UPS redundancy and uses a liquid cooling system. Upon completion, it will be one of the largest data centers in the Kansai area. Its state-of-the-art design can meet the high-density requirements of AI and High-Performance compute deployments. The first phase is expected to be completed by the first quarter of 2028. | 35.0211 | 135.7538 | The project involves the construction of a 130,000m2 data center with a consumption capacity of 200MW in the Greater Osaka-Kyoto area, Kyoto, Japan. The US$200 million project includes the following: 1. Construction of electric distribution rooms 2. Construction of server rooms 3. Construction of administrative facilities 4. Construction of storage facilities 5. Construction of parking facilities 6. Installation of generators 7. Installation of safety and security systems | Green data center; Heating, ventilation and air conditioning (HVAC); Hyperscale Data Center |  |  | March 2026 - A ground-breaking ceremony was held. September 2025 - Planning activities are underway. Q1 2025 - EdgeConneX announced plans to construct the data center in the Kansai region. | Construction Commenced | 4 | Not Funded / Unconfirmed | Private | EdgeConneX Inc;Kagoya Asset Management Inc
561534 | 561534 | 2026-03-20 15:14 | MSFT – 12023 Durand Avenue Data Center – Wisconsin | MSFT – 12023 Durand Avenue Data Center – Wisconsin | https://construction.globaldata.com/Projects/Overview/561534 | Planning | Parent | 7970 | 2025 Q4 | 2028 Q3 | 2033 Q4 | North America | United States | Wisconsin |  | 2700 International Drive | 53177 | Commercial & Leisure | Data Center | Data Center | Office Buildings | High | Expansion | Onshore | Microsoft Corp is planning to build a hyperscale data center in Mount Pleasant, Wisconsin, the US. The project involves the construction of a 483,096m2 AI data center campus on 320.1ha of land. It includes the construction of nine data centers, each of 53,865m2, server rooms, a substation, an 8,919m2 office space, a 25m2 guard house, and the installation of generators and uninterruptible power supply (UPS) units, cooling systems and safety and security systems. The project is part of MSFT's plans to invest over US$13,300 million to build two data center campuses in Mount Pleasant. Dewberry Engineers Inc has been appointed as the civil engineer, Burns & McDonnell as the architect, structural engineer, mechanical engineer, electrical engineer, and fire protection consultant. The project will generate a US$136.25 million in incremental tax revenues while Tax Increment District (TID) No. 5 is open and US$45 million in village revenue once the TID closes. The project site was rezoned in 2017 to allow industrial and data center uses. Microsoft purchased the site for development in 2023 from the Mount Pleasant Village. | 42.7028 | -87.931 | The project involves the construction of a 483,096m2 data center campus on 320.1ha of land at 12023 Durand Avenue in Mount Pleasant, Wisconsin, the US. The US$7,970 million project includes the following: 1. Construction of nine data centers, each of 53,865m2 2. Construction of server rooms 3. Construction of a substation 4. Construction of an 8,919m2 office space 5. Construction of a 25m2 guard house 6. Installation of generators and uninterruptible power supply (UPS) units 7. Installation of the cooling system 8. Installation of safety and security systems | Hyperscale Data Center |  |  | March 2026 - Planning activities are underway. February 2026 - Microsoft has received site plan approvals from the Mount Pleasant Village Board. January 2026 - The Mount Pleasant Plan Commission recommended site plans for approval to the Mount Pleasant Village Board. Q4 2025 - Microsoft announced plans to build a data center at 12023 Durand Avenue in Mount Pleasant. | Project work on Schedule | 1 | Not Funded / Unconfirmed | Private | Microsoft Corp |  | Burns & McDonnell | Burns & McDonnell;Dewberry Engineers Inc
561536 | 561536 | 2026-03-20 15:14 | MSFT – 2700 International Drive Data Center – Wisconsin | MSFT – 2700 International Drive Data Center – Wisconsin | https://construction.globaldata.com/Projects/Overview/561536 | Planning | Parent | 5300 | 2025 Q4 | 2028 Q1 | 2031 Q4 | North America | United States | Wisconsin |  | 12023 Durand Avenue | 53177 | Commercial & Leisure | Data Center | Data Center | Office Buildings | High | Expansion | Onshore | Microsoft Corp is planning to build a hyperscale data center in Mount Pleasant, Wisconsin, the US. The project involves the construction of a 325,161m2 AI data center campus on 214.4ha of land. It includes the construction of nine data centers, each of 52,778m2, server rooms, a substation, a 6,875m2 office space, a 25m2 guard house, and the installation of generators and uninterruptible power supply (UPS) units, cooling systems and safety and security systems. The project is part of MSFT plans to invest over US$13,300 million to build two data center campuses in Mount Pleasant. The project will generate a US$92.7 million in incremental tax revenues while Tax Increment District (TID) No. 5 is open and US$30.7 million in village revenue once the TID closes. The project site was rezoned in 2017 to allow industrial and data center uses. Microsoft purchased the site for development in 2023 from the Mount Pleasant Village. | 42.6982 | -87.9337 | The project involves the construction of a 325,161m2 data center campus on 214.4ha of land at 2700 International Drive in Mount Pleasant, Wisconsin, the US. The US$5,300 million project includes the following: 1. Construction of six data centers, each of 52,778m2 2. Construction of server rooms 3. Construction of a substation 4. Construction of a 6,875m2 office space 5. Construction of a 25m2 guard house 6. Installation of generators and uninterruptible power supply (UPS) units 7. Installation of the cooling system 8. Installation of safety and security systems | Hyperscale Data Center |  |  | March 2026 - Planning activities are underway. February 2026 - Microsoft has received site plan approvals from the Mount Pleasant Village Board. January 2026 - The Mount Pleasant Plan Commission recommended site plans for approval to the Mount Pleasant Village Board. Q4 2025 - Microsoft announced plans to build a data center at 2700 International Drive in Mount Pleasant. | Project work on Schedule | 1 | Not Funded / Unconfirmed | Private | Microsoft Corp
561854 | 561854 | 2026-03-20 15:14 | NTT – 10256 East Elliot Road PH 6 Data Center – Arizona | NTT – 10256 East Elliot Road PH 6 Data Center – Arizona | https://construction.globaldata.com/Projects/Overview/561854 | Design | Parent | 100 | 2025 Q4 | 2027 Q1 | 2029 Q4 | North America | United States | Arizona | Mesa | 10256 East Elliot Road | 85212 | Commercial & Leisure | Data Center | Data Center |  | Medium | New | Onshore | NTT Global Data Centers Americas is planning to build a data center in Mesa, Arizona, the US. The project involves the construction of a two-story, 18,154m2 data center. It includes the construction of data halls, meet-me rooms, server rooms, a substation and the installation of generators and uninterruptible power supply (UPS) units, cooling systems and safety and security systems. Corgan has been appointed as the architect, and Colliers Engineering & Design as the engineer. | 33.3542 | -111.613 | The project involves the construction of a two-story, 18,154m2 data center at 10256 East Elliot Road in Mesa, Arizona, the US. The US$100 million project includes the following: 1. Construction of data halls 2. Construction of server rooms 3. Construction of a substation 4. Installation of generators and uninterruptible power supply (UPS) units 5. Installation of the cooling system 6. Installation of safety and security systems |  |  |  | March 2026 - The project is under design review. January 2026 - Design review is underway with the Mesa Design Review Board. Q4 2025 - NTT Global Data Centers announced plans to build a data center at Elliot Road in Mesa. | No Major Development | 0 | Not Funded / Unconfirmed | Private | NTT Global Data Centers Americas |  | Corgan Associates Inc | Colliers Engineering and Design Inc
536095 | 536095 | 2026-03-20 15:07 | Blueprint Data – Georgetown Data Center – Texas | Blueprint Data – Georgetown Data Center – Texas | https://construction.globaldata.com/Projects/Overview/536095 | Execution | Parent | 160 | 2024 Q1 | 2025 Q1 | 2027 Q1 | North America | United States | Texas | Georgetown | 1201 Westinghouse Rd | 78626 | Commercial & Leisure | Data Center | Data Center |  |  | New | Onshore | Blueprint Data Centers has undertaken the construction of a colocation data center at 1201 Westinghouse Road, Georgetown, Texas, the US. The project involves the construction of a 4,180m2 data center with a consumption capacity of 25MW on 4ha of land. It involves the construction of data halls, server rooms, meeting rooms, an administrative space, and the installation of equipment, safety and security systems. The investment for the data center is provided by Northampton Capital Partners. The facility will be powered by the utility grid. It will be equipped with backup power generators and will use liquid cooling. Construction works are expected to be completed by 2027. | 30.5835 | -97.6726 | The project involves the construction of a 4,180m2 data center with a consumption capacity of 25MW on 4ha of land in Georgetown, Texas, the US. The US$160 million project includes the following: 1. Construction of data halls 2. Construction of server rooms 3. Construction of meeting rooms 4. Construction of an administrative space 5. Installation of equipment 6. Installation of safety and security systems | Colocation Data Center; Heating, ventilation and air conditioning (HVAC) |  |  | March 2026 - Construction activities are underway. August 2025 - Construction activities are underway. September 2024 - The project received approvals. Q1 2024 - Blueprint Data Centers announced plans for the construction of a data center in Georgetown. | Project work on Schedule | 1 | Not Funded / Unconfirmed | Private | Blueprint Data Centers
561270 | 561270 | 2026-03-20 14:48 | DataVita – Fortis DV1 Data Center Expansion – North Lanarkshire | DataVita – Fortis DV1 Data Center Expansion – North Lanarkshire | https://construction.globaldata.com/Projects/Overview/561270 | Planning | Parent | 21 | 2025 Q1 | 2027 Q1 | 2028 Q1 | Europe | United Kingdom | North Lanarkshire | Airdrie | Chapelhall |  | Commercial & Leisure | Data Center | Data Center |  | Medium | Expansion | Onshore | DataVita Ltd is planning to expand the Fortis DV1 Tier III colocation data center in Chapelhall, Airdrie, near Glasgow, North Lanarkshire, the UK. The project involves the expansion of a data center from 24MW to 40MW, comprising 4,000 racks. It includes the construction of data halls, substations, three conference rooms, meet-me rooms, administrative spaces and parking spaces, and the installation of racks, safety and security systems. The facility has been committed to operating on 100% renewable energy and has a design Power Usage Effectiveness (PUE) of 1.2. It will utilize an indirect adiabatic evaporative cooling system configured with N+1 redundancy. It will be equipped with UPS and generators with N+N redundancy. The campus has an operational capacity of 24MW and is expandable up to 500MW in the future. | 55.8421 | -3.9661 | The project involves the expansion of a data center from 24MW to 40MW, comprising 4,000 racks in Chapelhall, Airdrie, near Glasgow, North Lanarkshire, the UK. The US$21 million project includes the following: 1. Construction of data halls 2. Construction of substations 3. Construction of three conference rooms 4. Construction of meet-me rooms 5. Construction of administrative spaces 6. Construction of parking spaces 7. Installation of racks 8. Installation of UPS and generators 9. Installation of safety and security systems | Colocation Data Center; Tier 3 Data Center |  |  | March 2026 - The project is in the early stages of planning. January 2025 - DataVita Ltd announced plans to expand a data center in Chapelhall. | Project work on Schedule | 1 | Not Funded / Unconfirmed | Private | DataVita Ltd
561924 | 561924 | 2026-03-20 14:34 | CyrusOne/ GDCI – East Beecher Road Data Center – Illinois | CyrusOne/ GDCI – East Beecher Road Data Center – Illinois | https://construction.globaldata.com/Projects/Overview/561924 | Planning | Parent | 700 | 2025 Q3 | 2027 Q2 | 2028 Q4 | North America | United States | Illinois | Yorkville | located north of Faxon Road, south of Corneils Road, and east of Beecher Road. | 60560 | Commercial & Leisure | Data Center | Data Center |  | Low | New | Onshore | A joint venture between CyrusOne and Green Door Capital (GDC) is planning to construct a second colocation data center campus on the east side of Beecher Road in Yorkville, Illinois, the US. It is located north of Faxon Road, south of Corneils Road, and east of Beecher Road. The project involves the construction of 68,748m2, three data center buildings on 51.8ha of land. It includes the construction of an electrical substation, a detention basin for water, data halls with racks, meeting rooms, office space, and parking facilities, and the installation of power and cooling systems, and safety and security systems. It is partly connected to another approved data center project by CyrusOne, which is located at the northeast corner of Eldamain Road and Faxon Road. In January 2026, the Yorkville City Planning and Zoning Commission rejected the zoning plans. However, the Yorkville City Council recommended the zoning plans, and final approval is yet to be decided. | 41.6815 | -88.4823 | The project involves the construction of 68,748m2, three data center buildings on 51.8ha of land on the east side of Beecher Road in Yorkville, Illinois, the US. The US$700 million project includes the following: 1. Construction of an electrical substation 2. Construction of a detention basin for water 3. Construction of data halls with racks 4. Construction of meeting rooms 5. Construction of office space 6. Installation of power and cooling systems 7. Installation of safety and security systems | Colocation Data Center |  |  | March 2026 - Project is awaiting for final zoning approvals from the Yorkville City Council. January 2026 - The Yorkville City Planning and Zoning Commission rejected the zoning plans. Q3 2025 - CyrusOne and Green Door Capital announced plans to build a second data center campus in Yorkville. | Project Awaiting Approvals | 0 | Not Funded / Unconfirmed | Private | CyrusOne Inc;Green Door Capital Investments LLC
510672 | 509483 | 2026-03-20 14:25 | WhiteFiber – NC-1 AI Data Center: Phase I – North Carolina | WhiteFiber – NC-1 AI Data Center – North Carolina | https://construction.globaldata.com/Projects/Overview/510672 | Execution | Sub | 125 | 2024 Q2 | 2025 Q1 | 2026 Q2 | North America | United States | North Carolina |  | Unifi site in Madison |  | Commercial & Leisure | Data Center | Data Center |  |  | New | Onshore | WhiteFiber Inc is undertaking the construction of a Tier III colocation data center campus in Madison, North Carolina, the US. The project involves the construction of a 20MW data center. It includes the construction of server rooms and control rooms and the installation of network switches, routers, storage infrastructure, and safety and security systems. The project will be implemented in phases WhiteFiber has entered into a capacity agreement with the utility company Duke Energy. The facility is engineered to support up to 150kW per cabinet with fully redundant power distribution and N+1 cooling with a targeted average PUE of 1.3. It will be equipped with generators that run on gas. In December 2025, NScale signed a US$865 million colocation agreement for a 40MW space lease in a data center, which will be deployed in two distinct phases. Billing for the first 20MW is targeted to commence on April 30, 2026, with the remaining 20MW targeted to commence on May 30, 2026. | 36.4075 | -79.9891 | The project involves the construction of a 20MW Artificial Intelligence (AI) data center in Madison, North Carolina, the US. The US$125 million project includes the following: 1. Construction of server rooms 2. Construction of control rooms 3. Installation of network switches 4. Installation of routers 5. Installation of storage infrastructure 6. Installation of safety and security systems | Artificial Intelligence; Colocation Data Center; Heating, ventilation and air conditioning (HVAC); Tier 3 Data Center |  |  | March 2026 - Construction activities are underway. June 2025 - Construction activities are underway. Q2 2024 - WhiteFiber announced plans to build a data center in Madison, North Carolina. | Project work on Schedule | 1 | Not Funded / Unconfirmed | Private | WhiteFiber Inc
509483 | 509483 | 2026-03-20 14:20 | WhiteFiber – NC-1 AI Data Center – North Carolina | WhiteFiber – NC-1 AI Data Center – North Carolina | https://construction.globaldata.com/Projects/Overview/509483 | Execution | Parent | 1000 | 2024 Q2 | 2025 Q1 | 2027 Q4 | North America | United States | North Carolina |  | Unifi site in Madison |  | Commercial & Leisure | Data Center | Data Center |  |  | New | Onshore | WhiteFiber Inc is undertaking the construction of a Tier III colocation data center campus at 805 Island Drive, in Madison, North Carolina, the US. The project involves the construction of a 92,903m2, 40MW Artificial Intelligence (AI) data center on 38.8ha of land. It includes the construction of server rooms, data halls, meeting rooms, an administrative space, and the installation of equipment, safety and security systems. The project will be developed in phases. It is initially targeting 40MW with the potential expansion to 200MW. WhiteFiber has entered into a 99MW capacity agreement with the utility company Duke Energy. The facility is engineered to support up to 150kW per cabinet with fully redundant power distribution and N+1 cooling with a targeted average PUE of 1.3. It will be equipped with generators that run on gas. WhiteFiber acquired the former Unifi manufacturing site to redevelop it into a data center. In December 2025, NScale signed a US$865 million colocation agreement lease for a 40MW space in a data center, and it will be deployed in two distinct phases. Billing for the first 20MW is targeted to commence on April 30, 2026, with the remaining 20MW targeted to commence on May 30, 2026. | 36.4075 | -79.9891 | The project involves the construction of a 92,903m2, 40MW Artificial Intelligence (AI) data center on 38.8ha of land in Madison, North Carolina, the US. The US$1,000 million project includes the following: 1. Construction of server rooms 2. Construction of an administrative space 3. Construction of data halls 4. Construction of meeting rooms 5. Installation of equipment 6. Installation of safety and security systems | Artificial Intelligence; Colocation Data Center; Heating, ventilation and air conditioning (HVAC); Tier 3 Data Center |  |  | March 2026 - Construction activities are underway. June 2025 - Construction activities are underway. Q2 2024 - WhiteFiber announced plans to build a data center in Madison, North Carolina. | Project work on Schedule | 1 | Not Funded / Unconfirmed | Private | WhiteFiber Inc
552840 | 370319 | 2026-03-20 13:18 | InterXion – BCN1 Data Center: Phase I – Catalonia | InterXion – BCN1 Data Center – Catalonia | https://construction.globaldata.com/Projects/Overview/552840 | Construction Complete | Sub | 141 | 2022 Q2 | 2024 Q1 | 2026 Q1 | Europe | Spain | Catalonia | Sant Adria de Besos |  |  | Commercial & Leisure | Data Center | Data Center |  |  | New | Onshore | Interxion has undertaken the construction of the BCN1 data center: phase I in the municipality of Sant Adrià de Besòs, Barcelona, Catalonia, Spain. The project involves the construction of a 7MW data center building with a gross floor area of 13,000m2, server rooms, cooling equipment, an administrative facility, and parking facilities, and the installation of security and relevant equipment. Interxion was acquired by Digital Realty in March 2020. B-Global Tech has been appointed as the design and engineering services contractor. Mercury Engineering Ltd has been appointed as the construction contractor. Gruas Serrat is supplying cranes for the project. Ayesa Ingenieria y Arquitectura SA has been appointed as the BIM consultant. Interxion has signed an energy supply agreement with Acciona Energia SA. | 41.4307 | 2.2186 | The project involves the construction of the BCN1 data center in the municipality of Sant Adrià de Besòs, Barcelona, Catalonia, Spain. The US$141 million project includes the following: 1. Construction of a 7MW data center building with a gross floor area of 13,000m2 2. Construction of server rooms 3. Construction of an administrative facility 4. Construction of parking facilities 5. Installation of security and relevant equipment | Building Information Modeling (BIM); Green data center |  |  | March 2026 - Construction works were completed. November 2025 - Construction works are underway. January 2024 - Construction works commenced. September 2023 - The construction contract was awarded to Mercury Engineering Ltd. July 2023 - A tender was issued for construction contractors. January 2023 - The design contract was awarded to B Global Tech. May 2022 - Interxion announced plans to build the BCN1 data center in Barcelona. | Construction Completed | 5 | Not Funded / Unconfirmed | Private | InterXion Deutschland GmbH | Mercury Engineering Ltd | B Global Tech | Ayesa Ingenieria y Arquitectura SA
537695 | 537695 | 2026-03-20 13:13 | Patmos Hosting – 1601 McGee Street Data Center – Missouri | Patmos Hosting – 1601 McGee Street Data Center – Missouri | https://construction.globaldata.com/Projects/Overview/537695 | Execution | Parent | 750 | 2024 Q4 | 2024 Q4 | 2029 Q4 | North America | United States | Missouri | Kansas City | 1601 McGee Street | 64108 | Commercial & Leisure | Data Center | Data Center |  |  | Renovation | Onshore | Patmos Holdings is undertaking the construction of a colocation data center at 1601 McGee Street in Kansas City, Missouri, the US. The project involves the renovation of a 39,122m2 data center with a consumption capacity of 100MW on 2ha of land. It includes the construction of data halls, meet-me rooms, server rooms, a substation, a parking facility, and the installation of safety and security systems. The project will support up to 100kW per rack and utilize liquid cooling, rear-door heat exchangers, and immersion cooling. It is equipped with Vertiv UPS systems with lithium-ion batteries, built with a catcher UPS system for N+1 redundancy. In September 2025, the construction works were completed on a 10MW data center, and the operational capacity will reach up to 35MW in 2026. In January 2026, Patmos Holdings secured a US$100M Clean Energy Loan from PACE Loan Group. | 39.0949 | -94.5794 | The project involves the renovation of a 39,122m2 data center with a consumption capacity of 100MW on 2ha of land at 1601 McGee Street in Kansas City, Missouri, the US. The US$750 million project includes the following: 1. Construction of data halls 2. Construction of meet-me rooms 3. Construction of server rooms 4. Construction of a substation 5. Construction of a parking facility 6. Installation of generators and uninterruptible power supply (UPS) units 7. Installation of the cooling system 8. Installation of safety and security system | Colocation Data Center |  |  | March 2026 - Construction activities are underway. October 2025 - Construction activities are underway. September 2025 - Construction of the 10MW building is completed and available for lease. December 2024 - Construction activities are underway. Q1 2024 - Patmos Holdings announced plans to build a data center in Kansas City. | Project work on Schedule | 1 | Partially Funded | Private | Patmos Hosting, Inc
536889 | 536794 | 2026-03-20 13:12 | HUT – River Bend Data Center Campus – Louisiana | HUT – United States Data Center Development Program – United States | https://construction.globaldata.com/Projects/Overview/536889 | Execution | Parent | 10000 | 2024 Q2 | 2025 Q4 | 2027 Q2 | North America | United States | Louisiana |  | St. Francisville in West Feliciana Parish | 70775 | Commercial & Leisure | Data Center | Data Center |  |  | Expansion | Onshore | Hut 8 is undertaking the construction of a hyperscale data center in Louisiana, United States. The project involves the expansion of a 41,800m2 data center with a consumption capacity of 245MW on 239.5ha of land. It includes the construction of data halls, server rooms, meeting rooms, an administrative space, an on-site substation, and parking facilities and the installation of generators and UPS systems. The facility will draw power from Entergy Louisiana. It is equipped with reliable uninterruptible power supply (UPS) units and generators for backup power systems. It also features a closed-loop cooling system, ensuring optimal performance and efficiency with maximum reliability. Jacobs has been appointed as the EPCM contractor and Vertiv as the digital infrastructure supplier. In December 2025, Hut 8 signed a 15-year lease with Fluidstack and Anthropic valued at US$7,000 million. Fluidstack installs, manages, and operates the GPU clusters (expected to include high-end NVIDIA GPUs) to power Anthropic's AI model training and inference. Construction works commenced in December 2025 and are scheduled to be completed in the second quarter of 2027. | 30.7889 | -91.3764 | The project involves the expansion of a 41,800m2 data center with a consumption capacity of 245MW on 239.5ha of land in St. Francisville, West Feliciana Parish, Louisiana, the US. The US$10,000 million project includes the following: 1. Construction of data halls 2. Construction of server rooms 3. Construction of meeting rooms 4. Construction of an administrative space 5. Construction of on-site substation 6. Construction of parking facilities 7. Installation of generators 8. Installation of UPS systems | Emergency power/Backup power; Hyperscale Data Center |  |  | March 2026 - Construction activities are underway. January 2026 - Construction activities are underway. December 2025 - Construction works are commenced. September 2025 - Pre-design activities are underway. January 2025 - Project received planning approval from West Feliciana Parish. November 2024 - Plans have been submitted to the West Feliciana Parish Council. Q2 2024 - Hut 8 announced plans to build a data center in West Feliciana Parish. | Project work on Schedule | 1 | Not Funded / Unconfirmed | Private | Hut 8 Corp | Jacobs Solutions Inc |  | Fluidstack Ltd
507769 | 506759 | 2026-03-20 13:12 | CIP/ E Bank Lauridsen/ Sagitta Ventures/ Systematic Hldg/ Thylander / Weco – Port of Esbjerg Data Center: Phase I – South Denmark | CIP/ E Bank Lauridsen/ Sagitta Ventures/ Systematic Hldg/ Thylander / Weco – Port of Esbjerg Data Center – South Denmark | https://construction.globaldata.com/Projects/Overview/507769 | Planning | Sub | 153 | 2024 Q4 | 2026 Q3 | 2026 Q4 | Europe | Denmark | South Denmark | Esbjerg | Esbjerg Port | 6700 | Commercial & Leisure | Data Center | Data Center |  | Low | New | Onshore | Thylander Gruppen AS (Thylander) and Copenhagen Infrastructure Partners KS (CIP), in partnership with Weco AS, Sagitta Ventures, Systematic Holding ApS and E Bank Lauridsen Holding AS, are planning to build a hyperscale data center at the port of Esbjerg next to the district heating supplier Din Forsyning in Kjersing, Esbjerg, Denmark. The project involves the construction of a data center with a capacity of 20MW. It includes server rooms, office spaces, storage rooms, and parking facilities, and the installation of cooling systems and safety and security systems. The data center will focus on sustainability, aiming to implement advanced energy solutions and utilize waste heat recovery for the district heating network. Additionally, local partnerships will be formed to ensure that the project benefits both the region and Denmark's digital infrastructure. Construction work is scheduled to be completed in 2026. | 55.4703 | 8.4519 | The project involves the construction of a hyperscale data center with a capacity of 20MW at the port of Esbjerg next to the district heating supplier Din Forsyning in Kjersing, Esbjerg, Denmark. The US$153 million project includes the following: 1. Construction of server rooms 2. Construction of office spaces 3. Construction of storage rooms 4. Construction of parking facilities 5. Installation of cooling systems 6. Installation of safety and security systems | Heating, ventilation and air conditioning (HVAC); Hyperscale Data Center |  |  | March 2026 - Planning activities are underway. November 2025 - Planning activities are underway. May 2025 - Planning activities are underway. Q4 2024 - Thylander and CIP announced plans to build a data center in Kjersing. | No Major Development | 0 | Not Funded / Unconfirmed | Private | Copenhagen Infrastructure Partners KS;E Bank Lauridsen Holding AS;Sagitta Ventures;Systematic Holding ApS;Thylander Gruppen AS;Weco AS
506759 | 506759 | 2026-03-20 13:11 | CIP/ E Bank Lauridsen/ Sagitta Ventures/ Systematic Hldg/ Thylander / Weco – Port of Esbjerg Data Center – South Denmark | CIP/ E Bank Lauridsen/ Sagitta Ventures/ Systematic Hldg/ Thylander / Weco – Port of Esbjerg Data Center – South Denmark | https://construction.globaldata.com/Projects/Overview/506759 | Planning | Parent | 763 | 2024 Q4 | 2026 Q3 | 2029 Q4 | Europe | Denmark | South Denmark | Esbjerg | Bredgade 40, København | 1260 | Commercial & Leisure | Data Center | Data Center |  | Low | New | Onshore | Thylander Gruppen AS (Thylander) and Copenhagen Infrastructure Partners KS (CIP), in partnership with Weco AS, Sagitta Ventures, Systematic Holding ApS and E Bank Lauridsen Holding AS, are planning to build a hyperscale data center at the port of Esbjerg next to the district heating supplier Din Forsyning in Kjersing, Esbjerg, Denmark. The project involves the construction of a data center campus with a combined capacity of 100MW. It includes server rooms, office spaces, storage rooms, and parking facilities, and the installation of racks and safety and security systems. The data center will focus on sustainability, aiming to implement advanced energy solutions and reuse the seawater cooling infrastructure from the Esbjerg power plant and make its heat available to the local district heating network. Additionally, local partnerships will be formed to ensure that the project benefits both the region and Denmark's digital infrastructure. The project will be developed in multiple phases. The US$153 million first phase involves the construction of a 20MW data center. The campus is expandable up to 200MW in the future phase with US$1,526 million. Construction work on the first phase is scheduled to be completed in 2026. | 55.4703 | 8.4519 | The project involves the construction of a hyperscale data center campus with a combined capacity of 100MW at the port of Esbjerg next to the district heating supplier Din Forsyning in Kjersing, Esbjerg, Denmark. The US$763 million project includes the following: 1. Construction of server rooms 2. Construction of office spaces 3. Construction of storage rooms 4. Construction of parking facilities 5. Installation of racks 6. Installation of safety and security systems | District Heating/Cooling System; Heating, ventilation and air conditioning (HVAC); Hyperscale Data Center |  |  | March 2026 - Planning activities are underway. November 2025 - Planning activities are underway. May 2025 - Planning activities are underway. Q4 2024 - Thylander and CIP announced plans to build data centers in Kjersing. | No Major Development | 0 | Not Funded / Unconfirmed | Private | Copenhagen Infrastructure Partners KS;E Bank Lauridsen Holding AS;Sagitta Ventures;Systematic Holding ApS;Thylander Gruppen AS;Weco AS
476307 | 476380 | 2026-03-20 12:39 | Tritax Big Box REIT – Manor Farm Data Center: Phase II – Greater London | Tritax Big Box REIT – Manor Farm Data Center – Greater London | https://construction.globaldata.com/Projects/Overview/476307 | Planning | Sub | 165 | 2024 Q1 | 2027 Q3 | 2029 Q4 | Europe | United Kingdom | Greater London | Ruislip | Manor Farm site | HA4 8BD | Commercial & Leisure | Data Center | Data Center |  | Low | New | Onshore | Tritax Big Box REIT Plc is planning to construct a data center in the Slough availability zone, Manor Farm Site, Ruislip, Greater London the UK. The project involves the construction of a 40MW data center. It includes the construction of data rooms, server rooms, racks, administrative spaces, BESS with ancillary substation, offices, associated plant, emergency backup generators, associated fuel storage, drainage systems, car and cycle parking, new and amended vehicular, emergency access from Poyle Road, and the installation of cooling systems, safety, and security systems. TBBR has acquired the project site from the Airport Industrial Property Unit Trust (AIPUT) and the site was strategically located near key data cable routes and is expected to attract hyperscale and co-location operators. It is expected to strengthen TBBR’s foothold in the UK data centre market and address the increasing demand for digital services in London. TBBR acquired a 50% stake in a joint venture with a prominent European renewable and low-carbon energy provider, whose name was not disclosed. This partnership guarantees faster grid connectivity through existing agreements with two independent substations, enhancing resilience and reliability. Tritax Management LLP (TML) has been appointed to provide development management and technical services, including pursuing planning, overseeing construction, pre-letting services, technical electricity expertise and overseeing the technical aspects of TBBR’s role. Corgan has been appointed as the architect, Pegasus as the landscape architect, Price & Myers as the structural & civil Engineer, Hoare Lea as the MEP consultant, Quod as the planning consultant and McBains as the project manager. In March 2025, the project is facing delays as the final decision on the project is expected to be taken in second quarter of 2026. | 51.5734 | -0.42341 | The project involves the construction of a 40MW data center within the Slough availability zone, Manor Farm Site, Ruislip, Greater London the UK. The US$165 million project includes the following: 1. Construction of data rooms 2. Construction of server rooms 3. Construction of racks 4. Construction of administrative spaces 5. Construction of battery energy storage system (BESS) with ancillary substation 6. Construction of offices 7. Construction of the associated plant 8. Construction of emergency backup generators 9. Construction of associated fuel storage 10. Construction of drainage systems 11. Construction of car and cycle parking 12. Construction of new and amended vehicular 13. Construction of emergency access from Poyle Road 14. Installation of cooling systems 15. Installation of safety and security systems | Energy storage; Heating, ventilation and air conditioning (HVAC); Hyperscale Data Center |  |  | March 2026 - The final decision on the project is expected to be taken in the second quarter of 2026. November 2025 - The project received outline planning permission from the Slough Borough Council. October 2025 - Planning activities are underway. August 2025 - Planning works are underway. May 2025 - Planning works are underway. February 2025 - Planning works are underway. Q1 2024 - Tritax Big Box REIT Plc announced plans to construct a data center in Manor Farm Site, Ruislip. | Project is Delayed | -3 | Not Funded / Unconfirmed | Private | Tritax Big Box REIT Plc |  | Corgan Associates Inc;Pegasus Design | Hoare Lea LLP;McBains International Ltd;Price & Myers;Quod Ltd;Tritax Management LLP
476121 | 476380 | 2026-03-20 12:39 | Tritax Big Box REIT – Manor Farm Data Center: Phase I – Greater London | Tritax Big Box REIT – Manor Farm Data Center – Greater London | https://construction.globaldata.com/Projects/Overview/476121 | Planning | Sub | 454 | 2024 Q1 | 2027 Q2 | 2028 Q2 | Europe | United Kingdom | Greater London | Ruislip | Manor Farm site | HA4 8BD | Commercial & Leisure | Data Center | Data Center |  | Low | New | Onshore | Tritax Big Box REIT Plc is planning to construct a data center in the Slough availability zone, Manor Farm Site, Ruislip, Greater London the UK. The project involves the construction of a 41,600m2, three-story data center with a consumption capacity of 107MW. It includes the construction of data rooms, server rooms, racks, administrative spaces, BESS with ancillary substation, offices, associated plant, emergency backup generators, associated fuel storage, drainage systems, car and cycle parking, new and amended vehicular, emergency access from Poyle Road, and the installation of cooling systems, safety, and security systems. TBBR has acquired the project site from the Airport Industrial Property Unit Trust (AIPUT) and the site was strategically located near key data cable routes and is expected to attract hyperscale and co-location operators. It is expected to strengthen TBBR’s foothold in the UK data centre market and address the increasing demand for digital services in London. TBBR acquired a 50% stake in a joint venture with a prominent European renewable and low-carbon energy provider, whose name was not disclosed. This partnership guarantees faster grid connectivity through existing agreements with two independent substations, enhancing resilience and reliability. Tritax Management LLP (TML) has been appointed to provide development management and technical services, including pursuing planning, overseeing construction, pre-letting services, technical electricity expertise and overseeing the technical aspects of TBBR’s role. Corgan has been appointed as the architect, Pegasus as the landscape architect, Price & Myers as the structural & civil Engineer, Hoare Lea as the MEP consultant, Quod as the planning consultant and McBains as the project manager. In March 2025, the project is facing delays as the final decision on the project is expected to be taken in second quarter of 2026. | 51.7894 | -1.3476 | The project involves the construction of a 41,600m2, three-story data center with a consumption capacity of 107MW within the Slough availability zone, Manor Farm Site, Ruislip, Greater London, the UK. The US$454 million project includes the following: 1. Construction of data rooms 2. Construction of server rooms 3. Construction of racks 4. Construction of administrative spaces 5. Construction of battery energy storage system (BESS) with ancillary substation 6. Construction of offices 7. Construction of the associated plant 8. Construction of emergency backup generators 9. Construction of associated fuel storage 10. Construction of drainage systems 11. Construction of car and cycle parking 12. Construction of new and amended vehicular 13. Construction of emergency access from Poyle Road 14. Installation of cooling systems 15. Installation of safety and security systems | Energy storage; Heating, ventilation and air conditioning (HVAC); Hyperscale Data Center |  |  | March 2026 - The final decision on the project is expected to be taken in the second quarter of 2026. November 2025 - The project received outline planning permission from the Slough Borough Council. October 2025 - A public inquiry has been initiated to make a recommendation to Slough Borough Council. August 2025 - The project is awaiting for approval. May 2025 - The project is awaiting for approval. February 2025 - Public consultations are underway. January 2025 - TBB submitted a full planning application to the Slough Borough Council. February 2024 - Tritax Big Box REIT Plc announced plans to construct a data center in Manor Farm Site, Ruislip. | Project is Delayed | -3 | Not Funded / Unconfirmed | Private | Tritax Big Box REIT Plc |  | Corgan Associates Inc;Pegasus Design | Hoare Lea LLP;McBains International Ltd;Price & Myers;Quod Ltd;Tritax Management LLP
476380 | 476380 | 2026-03-20 12:39 | Tritax Big Box REIT – Manor Farm Data Center – Greater London | Tritax Big Box REIT – Manor Farm Data Center – Greater London | https://construction.globaldata.com/Projects/Overview/476380 | Planning | Parent | 630 | 2024 Q1 | 2027 Q2 | 2029 Q4 | Europe | United Kingdom | Greater London | London | Manor Farm site | TW6 | Commercial & Leisure | Data Center | Data Center |  | Low | New | Onshore | Tritax Big Box REIT Plc (TBBR) is planning to construct a data center at Manor Farm Site near Heathrow Airport in Greater London, the UK. The project involves the construction of a 147MW data center on 30 ha of land. It includes the construction of server rooms, racks, control rooms, a new on-site substation, an administrative space, heat recovery systems, and the installation of generators, switchgear, heat pumps, and safety and security systems. This project will be implemented in phases. The first phase includes the construction of a 41,600m2, three-story data center with a consumption capacity of 107MW, and the second phase includes the construction of a 40MW data center. TBBR has acquired the project site from the Airport Industrial Property Unit Trust (AIPUT) and the site was strategically located near key data cable routes and is expected to attract hyperscale and co-location operators. TBBR acquired a 50% stake in a joint venture with a prominent European renewable and low-carbon energy provider, whose name was not disclosed. This partnership guarantees faster grid connectivity through existing agreements with two independent substations, enhancing resilience and reliability. Tritax Management LLP (TML) has been appointed to provide development management and technical services, including pursuing planning, overseeing construction, pre-letting services, technical electricity expertise and overseeing the technical aspects of TBBR’s role. Corgan has been appointed as the architect, Pegasus as the landscape architect, Price & Myers as the structural & civil Engineer, Hoare Lea as the MEP consultant, Quod as the planning consultant and McBains as the project manager. In March 2025, the project is facing delays as the final decision on the project is expected to be taken in second quarter of 2026. | 51.5079 | -0.50787 | The project involves the construction of a 147MW data center on 30 ha of land at Manor Farm Site, Ruislip, Greater London the UK. The US$630 million project includes the following: 1. Construction of server rooms and racks 2. Construction of control rooms 3. Construction of a new on-site substation 4. Construction of an administrative space 5. Construction of heat recovery systems 6. Installation of generators 7. Installation of switchgear 8. Installation of heat pumps 9. Installation of cooling systems 10. Installation of safety and security systems | Heating, ventilation and air conditioning (HVAC); Hyperscale Data Center; Sustainable Building |  |  | March 2026 - The final decision on the project is expected to be taken in the second quarter of 2026. November 2025 - The project received outline planning permission from the Slough Borough Council. October 2025 - A public inquiry has been initiated to make a recommendation to Slough Borough Council. August 2025 - The project is awaiting for approvals. May 2025 - The planning process is progressing as expected to received in the fourth quarter of 2025. January 2025 - Public consultations are being held until February 4, 2025. December 17, 2024 - TBBR submitted a full planning application for phase I to the Slough Borough Council. February 2024 - Tritax Big Box REIT Plc announced plans to construct a data center in Manor Farm Site, Ruislip. | Project is Delayed | -3 | Not Funded / Unconfirmed | Private | Tritax Big Box REIT Plc |  | Corgan Associates Inc;Pegasus Design | Hoare Lea LLP;McBains International Ltd;Price & Myers;Quod Ltd;Tritax Management LLP
369145 | 369145 | 2026-03-20 11:16 | Thor Equities – Madrid One Data Center Complex – Madrid | Thor Equities – Madrid One Data Center Complex – Madrid | https://construction.globaldata.com/Projects/Overview/369145 | Cancelled | Parent | 652 | 2020 Q1 | 2023 Q3 | 2026 Q1 | Europe | Spain | Madrid | Fuenlabrada |  |  | Commercial & Leisure | Data Center | Data Center |  |  | New | Onshore | Thor Equities planned the construction of the Madrid One data center complex in Fuenlabrada, Spain. The first phase involves the construction of a data center complex with a consumption capacity of 20MW. The project involves the construction of a data center complex with five buildings of different heights, access and internal roads, drainage systems, parking facilities, and service rooms, and the installation of advanced technology equipment, and photovoltaic panels with a capacity of up to 5MW. Arnaiz has been appointed as the associated developer. Quark UnLtd Engineering SL has been appointed as the engineering design consultant. Blu-3 (UK) Ltd has been appointed as the construction contractor. Archway Resilience Ltd has been appointed as the lead consultant. The project has been sold to Aptol and major works cancelled. | 40.2842 | -3.7942 | The project involves the construction of the Madrid One data center complex in Fuenlabrada, Spain. The US$652 million project includes the following: 1. Construction of a data center complex with five buildings on a 28.32ha area 2. Construction of a data center complex with a consumption capacity of 20MW in phase I 3. Construction of access and internal roads and drainage systems 4. Construction of parking facilities 5. Construction of service rooms 6. Installation of advanced technology equipment 7. Installation of photovoltaic panels with a capacity of up to 5MW | Heating, ventilation and air conditioning (HVAC); Solar Rooftop | The Madrid One Data Center complex was planned on the industrial plot of the old Coca-Cola complex, Casbega in Fuenlabrada. Madrid. The project aims to meet the growing demand for state-of-the-art technology infrastructure for the technology industry in the region. The project development was initiated by Thor Equities LLC, with the market name of Madrid One Data Center, later acquired by Apto, and the score was revised from 100MW to 240MW. |  | Q1 2026 - The project has been sold to Aptol, and major works have been cancelled. August 2025 - Construction works are underway for phase I. August 2024 - Construction works are underway for phase I. October 2023 - Construction works are underway for phase I. July 2023 - Construction works commenced for phase I. June 2023 - The construction contract was awarded to Blu-3 (UK) Ltd. April 2023 - A tender was issued for construction contractors for phase I. December 2022 - Design works are underway. October 2022 - Thor Equities has acquired an old Coca-Cola bottling plant in Madrid for the project. July 2022 - Design activities are underway. May 11, 2022 - Design activities are underway. April 2022 - Thor Equities announced plans to build the Madrid One data center complex in Fuenlabrada. | Project has been Cancelled | -5 | Not Funded / Unconfirmed | Private | Thor Equities LLC | Blu-3 (UK) Ltd | Quark UnLtd Engineering SL
419754 | 369145 | 2026-03-20 11:01 | Thor Equities – Madrid One Data Center Complex: Phase I – Madrid | Thor Equities – Madrid One Data Center Complex – Madrid | https://construction.globaldata.com/Projects/Overview/419754 | Cancelled | Sub | 150 | 2020 Q1 | 2023 Q3 | 2026 Q1 | Europe | Spain | Madrid | Fuenlabrada |  |  | Commercial & Leisure | Data Center | Data Center |  |  | New | Onshore | Thor Equities planned the construction of the Madrid One data center complex in Fuenlabrada, Spain. The project involves the construction of a data center complex with a consumption capacity of 20MW. The project involves the construction of access and internal roads, drainage systems, parking facilities, and service rooms, and the installation of advanced technology equipment and photovoltaic panels with a capacity of up to 5MW. Arnaiz has been appointed as the associated developer. Quark UnLtd Engineering SL has been appointed as the engineering design consultant. Blu-3 (UK) Ltd has been appointed as the construction contractor. Archway Resilience Ltd has been appointed as the lead consultant. The project has been sold to Apto, and a major construction cancelled | 40.2842 | -3.7942 | The project involves the construction of the Madrid One data center complex: phase I in Fuenlabrada, Spain. The US$150 million project includes the following: 1. Construction of a data center with a consumption capacity of 20MW 2. Construction of access and internal roads 3. Construction of drainage systems 4. Construction of parking facilities 5. Construction of service rooms 6. Installation of advanced technology equipment 7. Installation of photovoltaic panels with a capacity of up to 5MW | Heating, ventilation and air conditioning (HVAC); Hyperscale Data Center; LEED; Solar Rooftop; Tier 3 Data Center | The Madrid One Data Center complex is being built on the industrial plot of the old Coca-Cola complex in Casbega, Fuenlabrada, Madrid. The project's aim is to meet the growing demand for state-of-the-art technology infrastructure for the technology industry in the region. The project will have LEED certification standards. |  | March 2026 - The project has been sold to Apto, and a major construction cancelled March 2025 - Construction works are underway. August 2024 - Construction works are underway. October 2023 - Construction works are underway. July 2023 - Construction works are underway. June 2023 - The construction contract was awarded to Blu-3 (UK) Ltd. April 2023 - A tender was issued for construction contractors. October 2022 - Thor Equities has acquired an old Coca-Cola bottling plant in Madrid for the project. June 2022 - Design activities are underway. April 2022 - Thor Equities announced plans to build the Madrid One data center complex in Fuenlabrada. | Project has been Cancelled | -5 | Not Funded / Unconfirmed | Private | Thor Equities LLC | Blu-3 (UK) Ltd | Quark UnLtd Engineering SL
551804 | 551804 | 2026-03-20 09:52 | Centuria Cap – Clayton Data Center Expansion – Victoria | Centuria Cap – Clayton Data Center Expansion – Victoria | https://construction.globaldata.com/Projects/Overview/551804 | Planning | Parent | 300 | 2025 Q4 | 2027 Q3 | 2029 Q4 | Asia-Pacific | Australia | Victoria | Melbourne | 1822 Dandenong Road in Clayton | 3168 | Commercial & Leisure | Data Center | Data Center |  | Low | Expansion | Onshore | Centuria Industrial REIT is planning to undertake the construction of a second data center adjacent to the existing Telstra-occupied data center in Clayton, Victoria, Australia. The project involves the construction of a data center with a consumption capacity of 40MW. It includes the construction of server rooms, meeting rooms, an administrative space, and the installation of generators, cooling systems, and safety and security systems. Centuria acquired the existing Telstra data center in 2020, which includes two data centers totalling approximately 12MW. The new expansion will be built on an under-utilised portion of the site, enabling additional capacity without the need to acquire further land or materially impact existing operations. Subject to development approvals and power allocation, Telstra’s existing infrastructure is expected to be demolished by the second quarter of 2027, permitting construction to commence thereafter. | -37.918 | 145.1325 | The project involves the construction of a data center with a consumption capacity of 40MW in Melbourne, Victoria, Australia. The US$300 million project includes the following: 1. Construction of server rooms 2. Construction of meeting rooms 3. Construction of data halls 4. Construction of an administrative space 5. Installation of generators 6. Installation of cooling systems 7. Installation of safety and security systems | Colocation Data Center |  |  | March 2026 - Project is awaiting for approvals. February 2026 - Centuria submitted development application (DA) to the Melbourne city council. October 2025 - Centuria announced plans for the construction of a data center in Melbourne. | Project Awaiting Approvals | 0 | Not Funded / Unconfirmed | Private | Centuria Capital Ltd
203386 | 203386 | 2026-03-18 18:17 | Apple – Prineville ICloud Data Center – Oregon | Apple – Prineville ICloud Data Center – Oregon | https://construction.globaldata.com/Projects/Overview/203386 | Pre-Design | Parent | 250 | 2012 Q2 | Awaiting Confirmation |  | North America | United States | Oregon |  | 387 North East Third Street | 97754 | Commercial & Leisure | Data Center | Data Center |  | Low | New | Onshore | Apple Inc is planning to build a hyperscale data center in Oregon, the US. The project involves the construction of a 30,658m2 data center on 81ha of land. It includes the construction of a 6,503m2 logistics and distribution center, a power substation, an office space, loading dock units, network management centers, a café, and parking facilities, and the installation of generators, cooling systems, safety, and security systems. | 44.3034 | -120.8437 | The project involves the construction of a 30,658m2 data center on 81ha of land in Prineville, Oregon, the US. The US$250 million project includes the following: 1. Construction of a 6,503m2 logistics and distribution center 2. Construction of a power substation 3. Construction of an office space 4. Construction of loading dock units 5. Construction of network management centers 6. Construction of a cafe 7. Construction of parking facilities 8. Installation of generators 9. Installation of cooling systems 10. Installation of safety and security systems | Heating, ventilation and air conditioning (HVAC); Hyperscale Data Center | A data center is proposed for construction at 387 North East Third Street in Prineville. The project aims to increase data center facilities for the IT sector and to expand Apple Inc.’s (AAPL) business. Once complete, the project will be the third data center in Prineville. In September 2015, AAPL acquired 81ha of land for US$3.6 million for the project’s development. |  | March 18, 2026 - We have not been able to obtain further updates on this project. We have retained the same project stage and amended the key dates accordingly. We will update the profile as soon as we obtain any new information. April 30, 2025 - We have not been able to obtain further updates on this project. We have retained the same project stage and amended the key dates accordingly. We will update the profile as soon as we obtain any new information. May 08, 2024 - We have not been able to obtain further updates on this project. We have retained the same project stage and amended the key dates accordingly. We will update the profile as soon as we obtain any new information. August 10, 2023 - We have not been able to obtain further updates on this project. We have retained the same project stage and amended the key dates accordingly. We will update the profile as soon as we obtain any new information. December 2022 - Site preparatory work is underway. February 01, 2022 - We have not been able to obtain further updates on this project. We have retained the same project stage and amended the key dates accordingly. We will update the profile as soon as we obtain any new information. January 2021 - Pre-design activities are underway. August 2020 - The project is in the process of commencing the construction works. August 2019 - Pre-design activities are underway. October 2018 - Pre-design activities are underway. March 2018 - Pre-design activities are underway July 2017 - Planning activities are underway. January 2017 - Planning activities are underway. Q3 2016 - AAPL submitted project plans to the City of Prineville. Q3 2015 - AAPL acquired 81ha of land for development. Q2 2012 - AAPL announced plans to build its third iCloud Data Center in Prineville. | Information Unavailable |  | Not Funded / Unconfirmed | Private | Apple Inc
512382 | 512382 | 2026-03-18 17:19 | AWS – Drogheda Data Center – Leinster | AWS – Drogheda Data Center – Leinster | https://construction.globaldata.com/Projects/Overview/512382 | Planning | Parent | 424 | 2021 Q1 | 2027 Q2 | 2028 Q4 | Europe | Ireland | Leinster | Drogheda |  |  | Commercial & Leisure | Data Center | Data Center |  | Low | New | Onshore | Amazon Web Services (AWS) is planning to construct a hyperscale data center in Drogheda, Leinster, Ireland. The project involves the construction of a 48MW, 28,588m2 data center. It includes the construction of data halls, server rooms, a loading bay maintenance space, storage space and office space, and the installation of generators, cooling systems, and safety and security systems. It will be powered by the utility grid. | 53.7189 | -6.3478 | The project involves the construction of a 48MW, 28,588m2 data center in Drogheda, Leinster, Ireland. The US$424 million project includes the following: 1. Construction of data halls 2. Construction of server rooms 3. Construction of a loading bay 4. Construction of maintenance space 5. Construction of storage space 6. Construction of office space 7. Installation of solar panels | Heating, ventilation and air conditioning (HVAC); Hyperscale Data Center |  |  | March 18, 2026 - We have not been able to obtain further updates on this project. We have retained the same project stage and amended the key dates accordingly. We will update the profile as soon as we obtain any new information. July 2025 - Planning activities are underway. January 2021 - AWS announced plans to build a data center in Drogheda. | Information Unavailable |  | Not Funded / Unconfirmed | Private | Amazon Web Services Inc
452521 | 452521 | 2026-03-18 16:54 | JK Land – Greenlin Park Data Center – Virginia | JK Land – Greenlin Park Data Center – Virginia | https://construction.globaldata.com/Projects/Overview/452521 | Planning | Parent | 2700 | 2024 Q1 | 2027 Q2 | 2028 Q4 | North America | United States | Virginia | Leesburg | south of Leesburg, on the west side of Sycolin Road. |  | Commercial & Leisure | Data Center | Data Center |  | Medium | New | Onshore | JK Land Holdings is planning to construct a data centre in the south of Leesburg, on the west side of Sycolin Road in Loudoun County, Virginia, the US. The project involves the construction of a 130,064m2 data centre and substation on 188ha of land. It includes the construction of data centres up to 18.2m in height, an on-site substation, server rooms, meeting rooms, administrative spaces, and parking facilities, and the installation of generators, cooling systems, and safety and security systems. In June 2024, JK Land Holdings submitted a rezoning application for the development of a data centre within Greenlin Park. The property would first need to be rezoned from the Transitional Residential (TR-10) and the Joint Land Management Area (JLMA-20) to the Industrial Park (IP) Zoning District. The project will be powered by Dominion Energy. At the November 7, 2024, Board of Supervisors business meeting, the rezoning application for the project will be heard. | 39.0601 | -77.5527 | The project involves the construction of a 130,064m2 data center and substation on 188ha of land in Loudoun County, Virginia, the US. The US$2,700 million project includes the following: 1. Construction of data centers up to 18.2m in height 2. Construction of an on-site substation 3. Construction of server rooms 4. Construction of meeting rooms 5. Construction of administrative spaces 6. Construction of parking facilities 7. Installation of generators 8. Installation of cooling systems 9. Installation of safety and security systems | Heating, ventilation and air conditioning (HVAC) |  |  | March 2026 - Planning activities are underway. August 2025 - Planning activities are underway. February 2025 - The project received rezoning approvals from the Loudoun County. November 2024 - This project has been put on hold. October 2024 - Public hearings are being held. August 2024 - Planning activities are underway. June 2024 - JK Land Holdings submitted rezoning application for the development of a data center within Greenlin Park. Q1 2024 - JK Land Holdings announced plans to build a data center near leesburg. | No Major Development | 0 | Not Funded / Unconfirmed | Private | JK Land Holdings LLC
526002 | 526002 | 2026-03-18 16:34 | Madhya Pradesh Power Gen/ Submer Tech – Madhya Pradesh Data Center Program – Madhya Pradesh | Madhya Pradesh Power Gen/ Submer Tech – Madhya Pradesh Data Center Program – Madhya Pradesh | https://construction.globaldata.com/Projects/Overview/526002 | Announced | Program | 800 | 2025 Q1 | 2027 Q4 | 2031 Q1 | Asia-Pacific | India | Madhya Pradesh |  |  |  | Commercial & Leisure | Data Center | Data Center |  | Low | New | Onshore | Madhya Pradesh Power Generating Co Ltd and Submer Technologies are planning to undertake the construction of a data centers in Madhya Pradesh, India. The program involves the construction of data centers with a consumption capacity of 1,000MW. It involves the construction of data halls, server rooms, an administrative space, and the installation of equipment, safety and security systems. In July 2025, Submer Technologies and the Government of Madhya Pradesh signed a Memorandum of Understanding (MoU) to develop the project jointly. The Madhya Pradesh Power Generating Co Ltd. and Submer Technologies signed the MoU. Submer will invest in construction, research and development, and technical areas in the state, while the MP State Electronics Development Corporation will finalise suitable land, basic infrastructure, policy support, and govt formalities for the project. In February 2026, Madhya Pradesh Power Generating Co Ltd. issued a Letter of Intent (LOI) with Submer to advance next-generation, sustainable AI data center infrastructure and prepare a road map the data centers in Madhya Pradesh. It will utilise a liquid cooling system. | 23.8143 | 77.5341 | The program involves the construction of data centers with a consumption capacity of 1,000MW in Madhya Pradesh, India. The US$800 million project includes the following: 1. Construction of data halls 2. Construction of server rooms 3. Construction of an administrative space 4. Installation of equipment 5. Installation of safety and security systems | Heating, ventilation and air conditioning (HVAC) | [5 empty] | Not Funded / Unconfirmed | Public/Private | Madhya Pradesh Power Generating Co Ltd;Submer Technologies SL
227634 | 227634 | 2026-03-18 16:32 | CtrlS – Capital Investment Plan Program – India | CtrlS – Capital Investment Plan Program – India | https://construction.globaldata.com/Projects/Overview/227634 | Execution | Program | 184 | 2018 Q1 | 2022 Q4 | 2027 Q2 | Asia-Pacific | India |  |  |  |  | Commercial & Leisure | Data Center | Data Center | Other Research Facilities |  | Upgrade | Onshore | CtrlS Datacenters Ltd (CtrlS) is undertaking the construction of research and development facilities and the upgrade of five data centers in India. The program includes the construction of laboratories, server rooms, meeting rooms, control rooms, an administrative space, and the installation of safety and security systems. The program includes the following developments: > Construction of research and development facilities > Upgrading of infrastructure facilities at five data centers On February 22, 2018, CtrlS unveiled the program plans. The data centres are coming up in Hyderabad, Chennai and Navi Mumbai. Navi Mumbai and Hyderabad are upcoming up with a floor area of 185800m2 and 93000m2 floor area in Chennai. Construction works on the Chennai data center was completed in 2025. | 20.5937 | 78.9629 | The program involves the construction of research and development facilities and the upgrade of five data centers in India. The US$184 million program includes the following: 1. Construction of laboratories 2. Construction of server rooms 3. Construction of meeting rooms 4. Construction of an administrative space 5. Construction of control rooms 6. Installation of safety and security systems | Colocation Data Center | [5 empty] | Not Funded / Unconfirmed | Private | CtrlS Datacenters Ltd
334453 | 334453 | 2026-03-18 16:31 | NTT – NTT Data Centers Development Program – India | NTT – NTT Data Centers Development Program – India | https://construction.globaldata.com/Projects/Overview/334453 | Execution | Program | 2000 | 2020 Q3 | 2021 Q1 | 2027 Q4 | Asia-Pacific | India |  |  |  |  | Commercial & Leisure | Data Center | Data Center | Solar PV |  | New | Onshore | Nippon Telegraph and Telephone Corporation (NTT) is undertaking the construction of data centers in India. The program involves the construction of 232,000m2 data centers. It includes the construction of server rooms, meeting rooms, administrative buildings, parking, and the installation of equipment and safety systems. NTT will build new data centers in Navi Mumbai, Chennai, Noida, and also expand its Mumbai and Bengaluru data centers. Currently, NTT has 10 data centers operational across India spread across Mumbai, Chennai, Bengaluru, and Delhi-NCR. The operating data centers are; > Mumbai: DC 2 Vikhroli with 4MW load capacity, DC 3 BSE with 1MW load capacity, DC 4 Vikhroli Ph-IV with 4MW load capacity, DC 5 (Chandivali) with 24MW load capacity, DC 6 (Saki Vihar – Andheri East) with 30MW load capacity and DC 7 (Chandivali) with 38MW load capacity. > Bengaluru: DC 2 (Electronic City) with 7.5MW load capacity and DC 3 with 20MW load capacity. > Delhi-NCR: Noida DC with 4MW load capacity and Chennai DC with 4MW load capacity. In January 2021, NTT acquired 2.42ha of land in Techzone IV of Greater Noida for a 70MW data center with an investment value of US$137 million. In February 2021, NTT signed a memorandum of understanding (MoU) with the Government of Tamil Nadu and acquired 2.42ha of land in Ambattur, Chennai. This will accommodate two data centers with a combined power capacity of over 50MW with an investment value of US$178 million. In March 2021, NTT acquired 22.25ha of land at TTC Industrial Area, Dighe, and Navi Mumbai. The three data centers will be located at Mahape, Airoli (both Navi Mumbai), and Chandivali in Mumbai. The Chandivali data center will be 85MW and the Mahape, Airoli, Chennai, and Delhi-NCR data centers will have a total floor space of 50,000m2 with a total IT load of 133MW. The program also includes the construction of solar and wind power plants. NTT will invest US$400 million to set up solar projects ranging from 150MW to 250MW across India and US$100 million for setting up new undersea cable landing ports in Chennai, Mumbai, and Khandala in Gujarat. | 20.5937 | 78.9629 | The program involves the construction of 232,000m2 data centers in India. The US$2,000 million program includes the following: 1. Construction of server rooms 2. Construction of meeting rooms 3. Construction of administrative buildings 4. Construction of solar and wind power plants 5. Construction of parking facilities 6. Installation of equipment and safety systems | Heating, ventilation and air conditioning (HVAC) | [5 empty] | Not Funded / Unconfirmed | Private | NTT Inc
537573 | 537573 | 2026-03-18 16:20 | Atlas Capital Group – 132 Griffin Road Data Center – Connecticut | Atlas Capital Group – 132 Griffin Road Data Center – Connecticut | https://construction.globaldata.com/Projects/Overview/537573 | Planning | Parent | 600 | 2025 Q1 | 2028 Q1 | 2031 Q2 | North America | United States | Connecticut | Hartford | 132 Griffin Road, Bloomfield | 6002 | Commercial & Leisure | Data Center | Data Center |  | Medium | New | Onshore | Atlas Capital Group is planning to undertake the construction of a colocation data center at 132 Griffin Road, Bloomfield, Connecticut, the US. The project involves the construction of an 84,000m2 two-story data center on 18ha of land. It involves the construction of data halls, server rooms, an administrative space, a 12,000m2 substation, and the installation of generators, cooling systems, safety and security systems. | 41.8847 | -72.7619 | The project involves the construction of an 84,000m2 two-story data center on 18ha of land in Bloomfield, Connecticut, the US. The US$600 million project includes the following: 1. Construction of data halls 2. Construction of server rooms 3. Construction of an administrative space 4. Construction of a 12,000m2 substation 5. Installation of generators 6. Installation of cooling systems 7. Installation of safety and security systems | Colocation Data Center; Heating, ventilation and air conditioning (HVAC) |  |  | March 18, 2026 - We have not been able to obtain further updates on this project. We have retained the same project stage and amended the key dates accordingly. We will update the profile as soon as we obtain any new information. September 2025 - Planning activities are underway. Q1 2025 - Atlas Capital Group announced plans for the construction of a data center in New Jersey. | Information Unavailable |  | Not Funded / Unconfirmed | Private | Atlas Capital Group LLC
419138 | 419138 | 2026-03-18 16:02 | IDC Korea – Cutting Edge Data Center – India | IDC Korea – Cutting Edge Data Center – India | https://construction.globaldata.com/Projects/Overview/419138 | Planning | Parent | 2000 | 2023 Q3 | Awaiting Confirmation |  | Asia-Pacific | India |  |  |  |  | Commercial & Leisure | Data Center | Data Center |  | Low | New | Onshore | International Data Corporation (IDC) Korea Ltd is planning to construct a data center in India. The project involves the construction of a data center. It includes the construction of server rooms, meeting rooms, laboratories, control rooms, an administrative space, parking spaces, and the installation of elevators and safety and security systems. Global Forum for Policy and Strategy has been appointed as a financial advisor. | 23.2933 | 77.2669 | The project involves the construction of a data center in India. The US$2,000 million project includes the following: 1. Construction of server rooms 2. Construction of meeting rooms 3. Construction of laboratories 4. Construction of control rooms 5. Construction of an administrative space 6. Construction of parking spaces 7. Installation of elevators 8. Installation of safety and security systems | Heating, ventilation and air conditioning (HVAC) |  |  | March 18, 2026 - We have not been able to obtain further updates on this project. We have retained the same project stage and amended the key dates accordingly. We will update the profile as soon as we obtain any new information. April 29, 2025 - We have not been able to obtain further updates on this project. We have retained the same project stage and amended the key dates accordingly. We will update the profile as soon as we obtain any new information. July 24, 2024 - We have not been able to obtain further updates on this project. We have retained the same project stage and amended the key dates accordingly. We will update the profile as soon as we obtain any new information. October 2023 - Planning activities are underway. Q3 2023 - International Data Corporation Korea Ltd announced a plan to build a data center in India. | Information Unavailable |  | Not Funded / Unconfirmed | Private | IDC Korea Ltd
561803 | 561803 | 2026-03-18 15:51 | Reflection AI/ Shinsegae ENC – Korea Sovereign AI Data Center – South Korea | Reflection AI/ Shinsegae ENC – Korea Sovereign AI Data Center – South Korea | https://construction.globaldata.com/Projects/Overview/561803 | Announced | Parent | 6800 | 2026 Q1 | 2028 Q1 | 2030 Q4 | Asia-Pacific | South Korea |  |  |  |  | Commercial & Leisure | Data Center | Data Center |  | Medium | New | Onshore | Shinsegae Group and Reflection AI are planning to build a data center in South Korea. The project involves the construction of a 250MW data center. It includes the construction of meeting rooms, server rooms, administrative space and storage facilities, and the installation of equipment, cooling systems and safety and security systems. The core equipment, Graphics Processing Units (GPUs) to be deployed in this data center will be supplied by NVIDIA. Shinsegae and AI lab Reflection have signed a Memorandum of Understanding (MoU) to develop the project. Under the terms of JV agreement Shinsegae will secure a plot of land and build the data center, and Reflection AI will be responsible for the design and operation of the equipment in the data center. Shinsegae plans to become a cloud service provider by leveraging the 250MW-scale AI data center it will build with U.S. AI startup Reflection AI. Shinsegae will lead the data center construction by handling site selection, facility operation, and power supply, and after completion, it will provide AI cloud services to Korean companies and the government. Reflection AI will offer GPU infrastructure design, AI models, and service technologies for the data center. Once complete, the data center will provide AI cloud services to Korean companies and the government. The exact location is yet to be finalized. | 36.6167 | 127.7486 | The project involves the construction of a 250MW colocation data center in South Korea. The US$6,800 million project includes the following: 1. Construction of meeting rooms 2. Construction of server rooms 3. Construction of an administrative space 4. Construction of storage facilities 5. Installation of equipment and cooling systems 6. Installation of safety and security systems | Colocation Data Center |  |  | March 2026 - Shinsegae Group signed memorandum of understanding with Reflection AI to build data center in South Korea. | Project Plan Announced | 1 | Not Funded / Unconfirmed | Private | Reflection AI;Shinsegae Engineering & Construction Co Ltd
367006 | 350501 | 2026-03-18 15:46 | Everstone Cap / Yondr Grp – Mumbai Data Center Campus – Maharashtra | Everstone Cap – Everstone Data Centers Development Program – India | https://construction.globaldata.com/Projects/Overview/367006 | Planning | Parent | 100 | 2021 Q3 | 2027 Q2 |  | Asia-Pacific | India | Maharashtra | Mumbai |  |  | Commercial & Leisure | Data Center | Data Center |  | Low | New | Onshore | EverYondr, a joint venture (JV) of Yondr Group (YG) and Everstone Group (Everstone), is planning to build a data center in Mumbai, Maharashtra, India. The project involves the construction of a data center with a consumption capacity of 60MW. It includes the construction of server rooms, meeting rooms, office space, parking facilities, access roads, the installation of power-related infrastructure, and safety and security systems. The project is part of EverYondr's US$1,000 million to develop data centers across India in Hyderabad, Bangalore, Chennai, and the National Capital Region (Delhi). Yondr formed a strategic joint venture partnership with Everstone Group (Everstone), under the brand name EverYondr. The project will be EverYondr's first data center in India and is the latest initiative of Yondr Group (YG). | 19.0728 | 72.8826 | The project involves the construction of a data center with a consumption capacity of 60MW in Mumbai, Maharashtra, India. The US$100 million program includes the following: 1. Construction of server rooms 2. Construction of meeting rooms 3. Construction of office space 4. Construction of parking facilities 5. Construction of access roads 6. Installation of power-related infrastructure 7. Installation of safety and security systems | Heating, ventilation and air conditioning (HVAC); Hyperscale Data Center | A data center is proposed for construction in Mumbai. |  | March 18, 2026 - We have not been able to obtain further updates on this project. We have retained the same project stage and amended the key dates accordingly. We will update the profile as soon as we obtain any new information. July 2025 - Planning activities are underway. November 2024 - Planning activities are underway. December 2023 - Planning activities are underway. January 2023 - Planning activities are underway. April 2022 - Planning activities are underway. December 2021 - Planning activities are underway. Q3 2021 - Yondr Group and Everstone Capital Management announced a plan to build a data center in Mumbai. | Information Unavailable |  | Not Funded / Unconfirmed | Private | Everstone Capital Management;Yondr Group
513226 | 513226 | 2026-03-18 15:45 | Chirisa Tech/ CoreWeave – Lancaster AI-Based Hyperscale Data Center Campus – Pennsylvania | Chirisa Tech/ CoreWeave – Lancaster AI-Based Hyperscale Data Center Campus – Pennsylvania | https://construction.globaldata.com/Projects/Overview/513226 | Execution | Parent | 6000 | 2025 Q1 | 2025 Q4 | 2030 Q4 | North America | United States | Pennsylvania | Lancaster | 216 Greenfield Road and 1375 Harrisburg Pike | 17601 | Commercial & Leisure | Data Center | Data Center |  |  | Redevelopment | Onshore | CoreWeave, Chirisa Technology Parks and Machine Investment Group are planning to undertake the construction of an AI based Hyperscale data center in Pennsylvania, the US The project involves the construction of a data center campus on 58.2ha of land with a capacity of 300MW. It will be constructed over two phases. The initial phase will have a capacity of 100MW, comprising five data halls building each with 20MW and in the later phase, the capacity will be expanded to 300MW. The project also includes construction of meeting rooms, an administrative space, parking and related facility and the installation of diesel generators, UPS redundant system and safety and security systems. It will utilize air-cooled chillers and a closed-loop water system. It will utilize diesel generators for power backup and power will be supplied by on-site substation. In February 2025, Machine Investment Group purchased two former LSC Communications industrial facilities at 216 Greenfield Road and 1375 Harrisburg Pike to redevelop into data centers. In July 2025, the joint venture (JV) of Turner Construction and Wohlsen Construction was appointed as the construction contractor and Turner-Wohlsen team will be engaged during design and planning to support constructability, cost control, and schedule optimization. Construction works on first phase commenced in November 2025 and expected to completed by third quarter of 2027. | 40.0379 | -76.3055 | The project involves the construction of an AI based Hyperscale data center at 216 Greenfield Road and 1375 Harrisburg Pike in Lancaster County, Pennsylvania, the US The US$6,000 million project includes the following: 1. Construction of a 300MW data center campus 2. Construction of five data halls 3. Construction of meeting rooms 4. Construction of an administrative space 5. Construction of parking facility 6. Installation of diesel generators 7. Installation of UPS redundant system 8. Installation of safety and security systems | Artificial Intelligence; Hyperscale Data Center |  |  | March 2026 - Land development application has been submitted for phase II of project. November 2025 - Construction activities on phase I is underway. August 2025 - Planning activities are underway. July 2025 - Turner-Wohlsen JV was appointed as the construction contractor. February 2025 - Machine Investment Group acquired the project site at 216 Greenfield Road and 1375 Harrisburg Pike. Q1 2025 - CoreWeave along with Chirisa Technology Parks and Machine Investment Group announced plan for an AI based data center campus in Lancaster. | Project work on Schedule | 1 | Not Funded / Unconfirmed | Private | Chirisa Technology Parks;CoreWeave Inc | Turner Construction Co;Wohlsen Construction Co
198119 | 198119 | 2026-03-18 15:44 | IO Data Centers/ Iron Mountain – Phoenix Data Center – Arizona | IO Data Centers/ Iron Mountain – Phoenix Data Center – Arizona | https://construction.globaldata.com/Projects/Overview/198119 | Execution | Parent | 500 | 2016 Q1 | 2018 Q3 | 2026 Q2 | North America | United States | Arizona | Phoenix | 48th Street and Loop 202 | AZ 85034 | Commercial & Leisure | Data Center | Data Center |  |  | Expansion | Onshore | IO Data Centers LLC (IODC), a subsidiary of Iron Mountain Inc., is undertaking the construction of a hyperscale data center in Arizona, the US. The project involves the construction of a three-story, 84MW data center on 16.18ha of land. It includes the construction of server rooms, meeting rooms, an administrative space, and parking facilities, and the installation of equipment. The project is being developed in phases: The AZP-2 building includes the construction of a three-story 48MW data center on a 51,096m2 floor area. The AZP-3 includes the construction of a 36MW two-story data center. In May 2017, the project received planning approvals from the Phoenix City Council. Holder Construction Group, LLC, and Weitz Company has been appointed as a contractor. In July 2018, a groundbreaking ceremony was held, marking the start of construction on the first phase. The facility will be operated on 100% renewable energy. It will be equipped with mechanical chillers on the rooftop and 21 emergency generators. Construction activities on the first phase were completed in the third quarter of 2019. It aims to achieve a BREEAM design certification. | 33.4484 | -112.074 | The project involves the construction of a 84MW data center on 16.18ha of land in Phoenix, Arizona, the US. The US$500 million project includes the following: 1. Construction of server rooms 2. Construction of meeting rooms 3. Construction of an administrative space 4. Construction of parking facilities 5. Installation of equipment | BREEAM; Green data center; Hyperscale Data Center | A major expansion is underway for the data center at 48th Street and Loop 202 in Phoenix. The project is part of the IO Data Centers LLC plan to grow its cloud services business and expand data center capacity to improve the quality of services to users. In February 2016, IODC acquired the project site for US$8.55 million. Iron Mountain Inc. acquired IO Data Centers LLC in January 2018. |  | March 2026 - Construction activities are underway on the third phase. June 2025 - We have not been able to obtain further updates on this project. We have retained the same project stage and amended the key dates accordingly. We will update the profile as soon as we obtain any new information. October 2024 - Construction works are underway on thrid phase. November 2023 - Construction works are underway. December 2022 - Construction activities are underway. December 2021 - Construction activities are underway. November 2020 - Planning activities are underway on the second phase. July 2020 - Planning activities are underway on the second phase. Q3 2019 - Construction completed on the first phase. July 2018 - Groundbreaking ceremony was held, marking the start of construction. April 2018 - Pre-design activities are underway. November 2017 - Pre-design activities are underway. May 15, 2017 - The project received planning approvals from the Phoenix City Council. Q3 2016 - Planning activities are underway. Q1 2016 - IODC acquired the project site for US$8.55 million. January 2016 - IODC announced plans to expand its data center in Phoenix. | Project work on Schedule | 1 | Not Funded / Unconfirmed | Private | IO Data Centers LLC;Iron Mountain Inc | Holder Construction Co;The Weitz Company LLC
364592 | 364592 | 2026-03-18 15:38 | Abner Inv/ SCCP DC Inv – Seoul Hyperscale Data Center – Seoul | Abner Inv/ SCCP DC Inv – Seoul Hyperscale Data Center – Seoul | https://construction.globaldata.com/Projects/Overview/364592 | Planning | Parent | 500 | 2022 Q1 | 2027 Q2 | 2028 Q4 | Asia-Pacific | South Korea | Seoul | Seoul |  |  | Commercial & Leisure | Data Center | Data Center |  | Low | New | Onshore | SC Zeus Data Centers, a joint venture (JV) of SCCP DC Investments Pte. Ltd. and Abner Investments Pte. Ltd is planning to construct a hyperscale data center in Seoul, South Korea. The project involves the construction of a 45,000m2 data center with a capacity of 50MW. It includes the construction of server rooms, meeting rooms, an administrative space, and a substation and the installation of elevators, equipment, and cooling systems. The project will deliver a power usage effectiveness (PUE) of less than 1.2. | 37.564 | 126.834 | The project involves the construction of a 45,000m2 data center with a capacity of 50MW in Seoul, South Korea. The US$500 million project includes the following: 1. Construction of server rooms 2. Construction of meeting rooms 3. Construction of an administrative space 4. Construction of a substation 5. Installation of cooling systems 6. Installation of elevators | Heating, ventilation and air conditioning (HVAC); Hyperscale Data Center |  |  | March 2026 - Planning activities are underway. May 22, 2025 - We have not been able to obtain further updates on this project. We have retained the same project stage and amended the key dates accordingly. We will update the profile as soon as we obtain any new information. October 2024 - Planning activities are underway. December 2023 - Planning activities are underway. November 2023 - Scope of the project increased form 45MW to 50MW. January 24, 2023 - We have not been able to obtain further updates on this project. We have retained the same project stage and amended the key dates accordingly. We will update the profile as soon as we obtain any new information. June 2022 - The project is still in the early stages of development. February 2022 - The project is in the early stages of development. Q1 2022 - SC Zeus announced plans to build a hyper-scale data center in Seoul. | No Major Development | 0 | Not Funded / Unconfirmed | Private | Abner Investments Pte. Ltd.;SCCP DC Investments Pte Ltd
364989 | 364989 | 2026-03-18 15:09 | Private Dev – Jakarta Data Center Development – Jakarta | Private Dev – Jakarta Data Center Development – Jakarta | https://construction.globaldata.com/Projects/Overview/364989 | Execution | Parent | 90 | 2021 Q1 | 2022 Q1 | 2026 Q2 | Asia-Pacific | Indonesia | Jakarta | Jakarta |  |  | Commercial & Leisure | Data Center | Data Center |  |  | New | Onshore | A Private Developer (Private) is undertaking the construction of a data center in Jakarta, Indonesia. The project involves the construction of a data center with a capacity of 10MW. It includes the construction of a warehouse, an office facility, a storage facility, parking facility, and the installation of equipment. | -6.2146 | 106.8451 | The project involves the construction of a data center with a capacity of 10MW in Jakarta, Indonesia. The US$90 million project includes the following: 1. Construction of a warehouse 2. Construction of a storage facility 3. Construction of an office facility 4. Construction of parking facility 5. Installation of equipment |  |  |  | March 18, 2026 - We have not been able to obtain further updates on this project. We have retained the same project stage and amended the key dates accordingly. We will update the profile as soon as we obtain any new information. July 2025 - Construction works are underway. September 28, 2024 - We have not been able to obtain further updates on this project. We have retained the same project stage and amended the key dates accordingly. We will update the profile as soon as we obtain any new information. March 2024 - Construction works are underway. October 2023 - Construction activities are underway. Q1 2023 - We have not been able to obtain further updates on this project. We have retained the same project stage and amended the key dates accordingly. We will update the profile as soon as we obtain any new information. March 2022 - Construction activities are underway. January 2022 - Leighton Asia has been appointed as the construction contractor with a contract value of US$74 million. Q1 2021 - A Private Developer announced plans to build a data center in Jakarta. | Information Unavailable |  | Not Funded / Unconfirmed | Private | Private Developer | Leighton Asia Ltd |  | Leighton Asia Ltd
446519 | 446519 | 2026-03-18 15:00 | Skybox Datacenters – Skybox - Austin II Data Center – Texas | Skybox Datacenters – Skybox - Austin II Data Center – Texas | https://construction.globaldata.com/Projects/Overview/446519 | Planning | Parent | 86 | 2023 Q4 | Awaiting Confirmation |  | North America | United States | Texas | Pflugerville | 2515 S Kenney Fort Boulevard. | 78660 | Commercial & Leisure | Data Center | Data Center |  | Low | New | Onshore | Skybox Data Center is planning to construct a data center in Pflugerville, Texas, the US. The project involves the construction of a two-story, 11,626m2 data center. It includes the construction of a shell building, server rooms, office space, and the installation of safety and security systems. Corgan Associates has been appointed as the design consultant. | 30.5116 | -97.6367 | The project involves the construction of a two-story, 11,626m2 data center in Pflugerville, Texas, the US. The US$86 million project includes the following: 1. Construction of server rooms 2. Construction of office space 3. Construction of a shell building 4. Installation of safety and security systems | Hyperscale Data Center |  |  | March 18, 2026 - We have not been able to obtain further updates on this project. We have retained the same project stage and amended the key dates accordingly. We will update the profile as soon as we obtain any new information. May 21, 2025 - We have not been able to obtain further updates on this project. We have retained the same project stage and amended the key dates accordingly. We will update the profile as soon as we obtain any new information. May 2024 - Planning activities are underway. Q4 2023 - Skybox Datacenter announced plans to build a data center in Pflugerville. | Information Unavailable |  | Not Funded / Unconfirmed | Private | Skybox Datacenters Inc |  | Corgan Associates Inc
357187 | 357187 | 2026-03-18 15:00 | Sify Tech – Sify Tech Data Centers Development Program – India | Sify Tech – Sify Tech Data Centers Development Program – India | https://construction.globaldata.com/Projects/Overview/357187 | Execution | Program | 530 | 2020 Q1 | 2023 Q2 | 2028 Q4 | Asia-Pacific | India |  |  |  |  | Commercial & Leisure | Data Center | Data Center |  |  | New | Onshore | Sify Infinit Spaces Limited (SISL), a wholly-owned subsidiary of Sify Technologies (Sify) is constructing data centers across India. The project involves the construction of data centers. It includes the construction of administrative offices, electric distribution rooms, server rooms, meeting rooms, parking spaces, and the installation of cooling systems, power facilities, and related equipment. The data centers will be located in Mumbai, Noida, Chennai, Bangalore and Hyderabad. The data center in Hyderabad is planned to have a capacity of over 38MW. Upon completion, the overall capacity of Sify's data centers in India is expected to reach over 200MW from the existing 84MW. In April 2025, construction works were completed on Chennai data center. Planning activities on the data centers in Noida, and construction activities on the data centers in Mumbai and Hyderabad are underway. | 20.5937 | 78.9629 | The project involves the construction of data centers in Mumbai, Noida, Chennai, Bangalore, and Hyderabad, India. The US$530 million project includes the following: 1. Construction of administrative offices 2. Construction of electric distribution rooms 3. Construction of server rooms 4. Construction of meeting rooms 5. Construction of parking spaces 6. Installation of cooling systems 7. Installation of power facilities 8. Installation of related equipment | Colocation Data Center; Heating, ventilation and air conditioning (HVAC) | [5 empty] | Not Funded / Unconfirmed | Private | Sify Technologies Limited
334723 | 334723 | 2026-03-18 15:00 | KHNP/ Korea Data Cntr/ Korea Land & Hsg – Data Center Park – South Korea | KHNP/ Korea Data Cntr/ Korea Land & Hsg – Data Center Park – South Korea | https://construction.globaldata.com/Projects/Overview/334723 | Planning | Parent | 3600 | 2020 Q4 | Awaiting Confirmation |  | Asia-Pacific | South Korea |  |  |  |  | Commercial & Leisure | Data Center | Data Center |  | Low | New | Onshore | Korea Land & Housing Corp (LH), Korea Data Center Council (KDCC), and Korea Hydro & Nuclear Power (KHNP) are planning to build a data center park in South Korea. The project involves the construction of a 90,000m2 data center park comprising three buildings. It includes the construction of meeting rooms, server rooms, administrative space and storage facilities, and the installation of equipment and cooling systems, and safety and security systems. On November 6, 2020, LH and KDCC signed a memorandum of understanding (MoU) to develop the project. | 35.9078 | 127.7669 | The project involves the construction of a 90,000m2 data center park comprising three buildings in South Korea. The US$3,600 million project includes the following: 1. Construction of meeting rooms 2. Construction of server rooms 3. Construction of an administrative space 4. Construction of storage facilities 5. Installation of equipment and cooling systems 6. Installation of safety and security systems | Green data center; Heating, ventilation and air conditioning (HVAC); Hyperscale Data Center | A data center park is proposed for construction in South Korea. The exact location is not finalized yet. The project aims to build a green energy-based data center complex that will utilize efficient energy technology and energy recycling systems. |  | March 18, 2026 - We have not been able to obtain further updates on this project. We have retained the same project stage and amended the key dates accordingly. We will update the profile as soon as we obtain any new information. May 20, 2025 - We have not been able to obtain further updates on this project. We have retained the same project stage and amended the key dates accordingly. We will update the profile as soon as we obtain any new information. October 21, 2024 - We have not been able to obtain further updates on this project. We have retained the same project stage and amended the key dates accordingly. We will update the profile as soon as we obtain any new information. December 28, 2023 - We have not been able to obtain further updates on this project. We have retained the same project stage and amended the key dates accordingly. We will update the profile as soon as we obtain any new information. February 16, 2023 - We have not been able to obtain further updates on this project. We have retained the same project stage and amended the key dates accordingly. We will update the profile as soon as we obtain any new information. July 15, 2022 - We have not been able to obtain further updates on this project. We have retained the same project stage and amended the key dates accordingly. We will update the profile as soon as we obtain any new information. December 07, 2021 - We have not been able to obtain further updates on this project. We have retained the same project stage and amended the key dates accordingly. We will update the profile as soon as we obtain any new information. October 2021 - Planning activities are underway. April 2021 - Planning activities are underway. November 16, 2020 - LH and KDCC signed a MoU to develop the project. Q4 2020 - LH, KDCC and KHNP announced plans to build data center park in South Korea. | Information Unavailable |  | Not Funded / Unconfirmed | Public/Private | Korea Data Center Council;Korea Hydro & Nuclear Power Co Ltd;Korea Land & Housing Corp
561105 | 561105 | 2026-03-18 14:59 | TELIA – Rejsztaniszki Data Center – Vilnius County | TELIA – Rejsztaniszki Data Center – Vilnius County | https://construction.globaldata.com/Projects/Overview/561105 | Execution | Parent | 30 | 2025 Q4 | 2026 Q1 | 2027 Q4 | Europe | Lithuania | Vilnius County | Vilnius | Rejsztaniszki village | 14180 | Commercial & Leisure | Data Center | Data Center |  |  | New | Onshore | Telia Lietuva, a subsidiary of Telia Co AB, is planning to build a data center in Rejsztaniszki village, Vilnius, Lithuania. The project includes the construction of a data center on 2ha of land. It includes the construction of data halls, meet-me rooms, administrative spaces and parking spaces, and the installation of 800 racks, a cooling system and safety and security systems. The facility has been designed to meet BREEAM certification. Conres LT JSC has been appointed as the main contractor. In March 2026, construction works commenced and are scheduled for completion in 2027. | 54.6892 | 25.2798 | The project includes the construction of a data center on 2ha of land in Rejsztaniszki village, Vilnius, Lithuania. The US$30 million project includes the following: 1. Construction of data halls 2. Construction of meet-me rooms 3. Construction of administrative spaces 4. Construction of parking spaces 5. Installation of 800 racks 6. Installation of a cooling system 7. Installation of safety and security systems | BREEAM; District Heating/Cooling System |  |  | March 2026 - Construction works commenced. Q4 2025 - Telia Lietuva announced plans to build a data center in Lithuania. | Construction Commenced | 4 | Not Funded / Unconfirmed | Private | Telia Co AB | Conres LT JSC
300158 | 300158 | 2026-03-18 14:55 | Vantage DC – AZ1 Data Center Campus – Arizona | Vantage DC – AZ1 Data Center Campus – Arizona | https://construction.globaldata.com/Projects/Overview/300158 | Execution | Parent | 1500 | 2019 Q1 | 2020 Q4 | 2027 Q4 | North America | United States | Arizona | Goodyear | On the corner of Bullard Avenue and Van Buren Street | 85338 | Commercial & Leisure | Data Center | Data Center |  |  | New | Onshore | Vantage Data Centers, LLC (VDC) is undertaking the construction of a hyperscale data center campus in Goodyear, Arizona, the US. The project involves the construction of a 92,903m2 colocation campus with 176MW capacity on 20ha of land. It includes the construction of five data centers, administrative space, office space, conference rooms, break rooms, a substation, and parking facilities, and the installation of equipment, safety and security systems. It will be developed in phases. AZ1 comprises five state-of-the-art facilities, i.e., AZ11, AZ12, AZ13, AZ14, and AZ15. AZ11 includes the construction of a single-story data center with a consumption capacity of 32MW. Construction works were completed in November 2021. AZ12 includes the construction of a data center with a consumption capacity of 16MW. Construction works were completed in March 2024. AZ13 includes the construction of a data center. Construction works were completed in February 2025. AZ14 and AZ15 include the construction of a 47,566m2 data center with a combined capacity of 112MW. The power for the facility will be provided by Arizona Public Service Company. It will be equipped with UPS systems and Genrators and will use a closed-loop chilled water system with air-side economizers. It aims to achieve a Green Globe certification. Layton Construction and McCarthy Building Companies have been appointed as the construction contractors, Southland Industries as the MEP consultant, Rosendin Electric as the electrical consultant, and Corgan as the architect for the project. Construction of AZ14 is underway and is expected to be completed in 2026. | 33.4498 | -112.3777 | The project involves the construction of a 92,903m2 colocation data center campus with 176MW capacity on 20ha of land in Goodyear, Arizona, the US. The US$1,500 million project includes the following: 1. Construction of five data center 2. Construction of administrative space 3. Construction of office space 4. Construction of conference rooms 5. Construction of break rooms 6. Construction of a substation 7. Construction of parking facilities 8. Installation of equipment 9. Installation of safety and security systems | Heating, ventilation and air conditioning (HVAC); Hyperscale Data Center | A data center campus is being construction on the corner of Bullard Avenue and Van Buren Street in Goodyear. The project aims to become a dynamic location for tech companies and knowledge workers to provide the community with high-end jobs and high-tech solutions and is expected to create 3,000 construction and technology jobs. The backup generators for the facility will be in N+1 configuration and the data center will be designed to meet ISO, PCI and HIPAA standards. |  | March 2026 - Construction works are underway on AZ14. June 2025 - Construction works are underway on AZ14. February 2025 - Construction works are completed on AZ13. November 2024 - A topping-out ceremony was held on AZ14. March 2024 - Construction works were completed on AZ12 data center. September 2023 - Construction work underway on Phase II. July 2023 - Topping out ceremony held for the Phase II. December 2022 - Construction commenced on Phase II. November 2021 - Construction works on the first phase are completed. August 2021 - Construction works are underway. Q4 2020 - Construction work commenced on the project. June 2020 - Planning activities are underway. December 2019 - Planning activities are underway. July 2019 - Planning activities are underway. Q1 2019 - VDC announced plans to construct a data center in Goodyear. | Project work on Schedule | 1 | Not Funded / Unconfirmed | Private | Vantage Data Centers Management Co LLC | Layton Construction Co LLC;McCarthy Building Companies Inc | Corgan Associates Inc | Amfab Steel;Rosendin Electric Inc;Southland Industries
325074 | 325074 | 2026-03-18 14:46 | Google – Project Red Hawk Data Center Campus – Arizona | Google – Project Red Hawk Data Center Campus – Arizona | https://construction.globaldata.com/Projects/Overview/325074 | Execution | Parent | 1600 | 2019 Q2 | 2023 Q3 | 2030 Q4 | North America | United States | Arizona | Mesa | Northwest corner of Elliot and Sossaman roads | 85212 | Commercial & Leisure | Data Center | Data Center |  |  | New | Onshore | Google LLC (Google) is undertaking the construction of a Tier III hyperscale data center campus in Mesa, Arizona, the US. The project involves the construction of a 75,575m2 data center campus on 74ha of land with a capacity of 400MW. It includes the construction of three data center buildings, network management centers, administrative space, server rooms, an office space, a parking facility, and the installation of safety and security systems. The project is being implemented in three phases. The first phase includes the construction of a 23,225m2, one-story data center building with a utility switchyard, a medium voltage substation, a site entrance with a security kiosk, public road improvements and an office building. The second phase includes the construction of a 26,012m2 building consisting of data centers identical to the first phase along with mechanical and electrical support, an office space and an associated medium voltage substation. The third phase includes the construction of a 26,338m2, one-story data center building with two server halls, control and operations rooms, service staff support areas, mechanical and electrical yards and a medium substation. The project will connect a new 230kV switchyard to the existing Browning to Santan power line located in (Salt River Project) SRP’s transmission corridor immediately north of the project site. HDR Inc. has been appointed as an architect. Construction works commenced in July 2023, and the first phase was completed in July 2025. The second phase is excepted to be completed by 2027, and the entire project to be completed by 2030. | 33.4125 | -111.8319 | The project involves the construction of a 75,575m2 data center campus on 74ha of land with a capacity of 400MW on the northwest corner of Elliot and Sossaman roads in Mesa, Arizona, the US. The US$1,600 million project includes the following: 1. Construction of three data center buildings 2. Construction of network management centers 3. Construction of administrative space 4. Construction of server rooms 5. Construction of an office space 6. Construction of a parking facility 7. Installation of safety and security systems | Heating, ventilation and air conditioning (HVAC); Hyperscale Data Center; Tier 3 Data Center |  |  | March 2026 - Construction works on phase 2 are underway and phase 3 is in design review stage. October 2025 - The Mesa Design Review Board is reviewing the building elevations and landscape design. July 2025 - Construction works completed on phase 1. June 2025 - Construction works are underway on phase I and planning activities are underway on phase II. July 2024 - Construction works are underway. July 10, 2023 - A groundbreaking ceremony was held. April 2023 - Planning activities are underway. June 2022 - Planning activities are underway. July 2021 - Planning activities are underway. September 2020 - Planning activities are underway. July 2019 - Google secured development agreement approvals from the Mesa City Council. Q2 2019 - Google announced the plans to build a data center in Mesa. | Project work on Schedule | 1 | Not Funded / Unconfirmed | Private | Google LLC |  | HDR Inc
559902 | 559902 | 2026-03-18 14:40 | Express Distribution – M5 Somerset Data Center Development – Somerset | Express Distribution – M5 Somerset Data Center Development – Somerset | https://construction.globaldata.com/Projects/Overview/559902 | Planning | Parent | 1150 | 2025 Q3 | 2027 Q4 | 2029 Q4 | Europe | United Kingdom | Somerset | Bridgwater | Bridgwater, Somerset, the UK. | TA6 | Commercial & Leisure | Data Center | Data Center |  | Medium | New | Onshore | Express Distribution Park Ltd is planning to construct a data center at Horsey in Bridgwater, Somerset, the UK. The project involves the construction of buildings with a combined capacity of 500MW on 129ha of land. It includes the construction of meeting rooms, server rooms, parking spaces, the installation of equipment, and the installation of safety and security systems. In December 2025, Express Distribution Park Ltd submitted the outline planning application to the Somerset County Council. | 51.1284 | -3.0036 | The project involves the construction of a 500MW data center on a 129-hectare site at Horsey in Bridgwater, Somerset, the UK. The US$1150 million project includes the following: 1. Construction of buildings. 2. Construction of meeting rooms. 3. Construction of server rooms. 4. Construction of parking space. 5. Installation of equipment. 6. Installation of safety and security systems. |  |  |  | March 2026 - Planning activities are underway. December 2025 - Express Distribution Park Ltd submitted the outline planning application to the Somerset County Council September 2025 - Express Distribution Park Ltd has announced the plans for the construction of a 500MW Data center at Bridgwater, Somerset, the UK. | Project work on Schedule | 1 | Not Funded / Unconfirmed | Private | Express Distribution Park Ltd
453971 | 453971 | 2026-03-18 13:27 | CyrusOne – Vint Hill Data Center Campus – Virginia | CyrusOne – Vint Hill Data Center Campus – Virginia | https://construction.globaldata.com/Projects/Overview/453971 | Planning | Parent | 800 | 2023 Q4 | 2027 Q2 | 2030 Q4 | North America | United States | Virginia |  | southwest corner of Vint Hill Road and Vint Hill Parkway. |  | Commercial & Leisure | Data Center | Data Center |  | Low | New | Onshore | CyrusOne LLC is planning to construct a hyperscale data center at the southwest corner of Vint Hill Road and Vint Hill Parkway, Virginia, the US. The project involves the construction of an 80,825m2 data center campus on 19ha of land. It includes the construction of 14,813m2 of two data center buildings and 25,808m2 of two data center buildings, an electric substation, an administrative building, meeting rooms, server rooms, and parking spaces, and the installation of generators, cooling systems, and safety and security systems. The facility will use an air cooling system. | 38.7539 | -77.6704 | The project involves the construction of an 80,825m2 data center campus comprising four, two-story data center buildings of 13.7m height on 19ha of land at the southwest corner of Vint Hill Road and Vint Hill Parkway, Virginia, the US. The US$800 million project includes the following: 1. Construction of 14,813m2 of two data center buildings 2. Construction of 25,808m2 of two data center buildings 3. Construction of an electric substation 4. Construction of an administrative building 5. Construction of meeting rooms 6. Construction of server rooms 7. Construction of parking spaces 8. Installation of generators 9. Installation of cooling systems 10. Installation of safety and security systems | Heating, ventilation and air conditioning (HVAC); Hyperscale Data Center |  |  | March 18, 2026 - We have not been able to obtain further updates on this project. We have retained the same project stage and amended the key dates accordingly. We will update the profile as soon as we obtain any new information. July 07, 2025 - We have not been able to obtain further updates on this project. We have retained the same project stage and amended the key dates accordingly. We will update the profile as soon as we obtain any new information. September 2024 - The project is waiting for the approvals. March 2024 - CyrusOne submitted the project plans. Q4 2023 - CyrusOne announced plans to build a data center campus in Virginia. | Information Unavailable |  | Not Funded / Unconfirmed | Private | CyrusOne Inc
555682 | 555682 | 2026-03-18 12:52 | Pure DC – Westpoort AMS01 Data Center – North Holland | Pure DC – Westpoort AMS01 Data Center – North Holland | https://construction.globaldata.com/Projects/Overview/555682 | EPC Award | Parent | 1174 | 2025 Q4 | 2026 Q2 | 2030 Q4 | Europe | Netherlands | North Holland | Amsterdam | Donauweg 12 | 1042 AS | Commercial & Leisure | Data Center | Data Center |  | High | New | Onshore | Pure Data Centre Group Ltd (Pure DC) plans to undertake the construction of a hyperscale data center campus at Donauweg 12 in Westpoort, Amsterdam, North Holland, Netherlands. The project involves the construction of three 26MW, 85m high data center towers with a total floor area of 94,660m2 on 2.29ha of land. It will be developed in phases. It includes the construction of server rooms, meet-me rooms and parking spaces, and the installation of racks and safety and security systems. The facility is powered by a private substation with a firm connection to the 50kV grid. The AMS01 campus is designed for high-density computing with a target Power Usage Effectiveness (PUE) of 1.2, implying a high-efficiency cooling and energy system. Allen Overy Shearman Sterling LLP and White & Case LLP have been appointed as the financial advisors and Sumitomo Mitsui Banking Corp. as the debt company for the project. Pure DC secured a loan from the Sumitomo Mitsui Banking Corporation (SMBC). In December 2025, Pure DC signed a land acquisition agreement on a long leasehold with the Port of Amsterdam. As part of the deal, Pure DC has purchased a site, secured planning permissions, and 100MVA of power via a private substation. Upon completion, Microsoft will be the sole tenant to occupy the data center. John Sisk & Son Ltd has been appointed as the main contractor. The construction works are scheduled to be completed with a phased delivery from 2028. | 52.3941 | 4.8346 | The project involves the construction of a 94,660m2 data center campus with a total consumption capacity of 78MW on 2.29ha of land in Westpoort, Amsterdam, North Holland, Netherlands. The US$1,174 million project includes the following: 1. Construction of three data center buildings of 85m in height 2. Construction of three 26MW data halls 3. Construction of meet-me rooms 4. Construction of server rooms 5. Construction of parking spaces 6. Installation of racks 7. Installation of generators 8. Installation of the cooling system 9. Installation of safety and security systems | Hyperscale Data Center |  |  | March 2026 - Preconstruction works are underway. December 2025 - Pure DC announced plans to build a hyperscale data center campus in Westpoort, Amsterdam. | Project work on Schedule | 1 | Partially Funded | Private | Pure Data Centre Group Ltd | John Sisk & Son (Holdings) Ltd
312046 | 312046 | 2026-03-18 10:39 | Huayun Data – Hefei Headquarter And Data Center – Anhui | Huayun Data – Hefei Headquarter And Data Center – Anhui | https://construction.globaldata.com/Projects/Overview/312046 | Execution | Parent | 145 | 2019 Q3 | 2022 Q4 |  | Asia-Pacific | China | Anhui | Hefei | National High-Tech Industry Development Zone | 230088 | Commercial & Leisure | Office Buildings | Office Buildings | Data Center |  | New | Onshore | Huayun Data Group Co. Ltd (HDG) is building a headquarter and data center in Hefei, Anhui, China. The project involves the construction of three office buildings, meeting rooms, conference rooms, 94 computer rooms, cabinets, server rooms, administrative space, a cafeteria, parking facilities and the installation of electrical systems and security systems. | 31.8639 | 117.2808 | The project involves the construction of a headquarter and data center in Hefei, Anhui, China. The US$145 million project includes the following: 1. Construction of three office buildings 2. Construction of meeting rooms 3. Construction of conference rooms 4. Construction of 94 computer rooms 5. Construction of cabinets 6. Construction of server rooms 7. Construction of a cafeteria 8. Construction of parking facilities 9. Installation of electrical systems and security systems | Heating, ventilation and air conditioning (HVAC) | The project is being developed in Hefei. The project aims to enhance the overall competitiveness of strategic emerging industries in Hefei. |  | March 18, 2026 - We have not been able to obtain further updates on this project. We have retained the same project stage and amended the key dates accordingly. We will update the profile as soon as we obtain any new information. May 14, 2025 - We have not been able to obtain further updates on this project. We have retained the same project stage and amended the key dates accordingly. We will update the profile as soon as we obtain any new information. June 14, 2024 - We have not been able to obtain further updates on this project. We have retained the same project stage and amended the key dates accordingly. We will update the profile as soon as we obtain any new information. November 03, 2023 - We have not been able to obtain further updates on this project. We have retained the same project stage and amended the key dates accordingly. We will update the profile as soon as we obtain any new information. May 2023 - Construction activities are underway. July 2022 - Planning activities are underway. February 2022 - Planning activities are underway. July 27, 2021 - We have not been able to obtain further updates on this project. We have retained the same project stage and amended the key dates accordingly. We will update the profile as soon as we obtain any new information. March 18, 2021 - We have not been able to obtain further updates on this project. We have retained the same project stage and amended the key dates accordingly. We will update the profile as soon as we obtain any new information. November 04, 2020 - We have not been able to obtain further updates on this project. We have retained the same project stage and amended the key dates accordingly. We will update the profile as soon as we obtain any new information. June 2020 - The project is in the planning stage. September 2019 - The project is in the study stage. July 30, 2019 - HDG announced plans to build a headquarter and data center in Hefei, Anhui. | Information Unavailable |  | Not Funded / Unconfirmed | Private | Huayun Data Group Co., Ltd.
509882 | 344194 | 2026-03-18 06:46 | Davidson Kempner/ Pioneer Point – Sines Hyper Scale Data Center: SIN03 – Setubal | Davidson Kempner/ Pioneer Point – Sines Hyper Scale Data Center – Setubal | https://construction.globaldata.com/Projects/Overview/509882 | Planning | Sub | 771 | 2023 Q3 | 2026 Q2 | 2027 Q4 | Europe | Portugal | Setubal |  |  |  | Commercial & Leisure | Data Center | Data Center |  | Medium | New | Onshore | Davidson Kempner Capital Management LP (DKCM) and Pioneer Point Partners LLP (PPP) formed Start Campus, a joint venture company is planning to construct the hyper scale data center: SIN03 in Sines, Setubal District, Alentejo region, Portugal. The project involves the construction of a data center with a capacity of up to 220MW. It includes the construction of a server building, meeting rooms, an administrative space, parking spaces, and the installation of equipment. The first phase of the project is also known as "Nest". | 37.961 | -8.8613 | The project involves the construction of a hyper scale data center: SIN03 in Sines, Setubal District, Alentejo region, Portugal. The US$771 million project includes the following: 1. Construction of a 220MW, two-storey, data centre 2. Construction of meeting rooms 3. Construction of an administrative space 4. Construction of parking spaces 5. Installation of equipment | Artificial Intelligence; Heating, ventilation and air conditioning (HVAC) |  |  | March 2026 - Planning activities are underway. June 2025 - Planning activities are underway. June 2024 - Planning activities are underway. August 2023 - Start Campus announced plans to construct a hyper scale data center: SIN03, Setubal District, Alentejo region, Portugal. | Project work on Schedule | 1 | Not Funded / Unconfirmed | Private | Davidson Kempner Capital Management LP;Pioneer Point Partners LLP
511916 | 511916 | 2026-03-18 05:14 | Astley Ppty – Data Centre A2 in Dammam – Eastern Province | Astley Ppty – Data Centre A2 in Dammam – Eastern Province | https://construction.globaldata.com/Projects/Overview/511916 | Tender | Parent | 200 | 2024 Q1 | 2026 Q4 | 2029 Q3 | Middle East and Africa | Saudi Arabia | Eastern Province | Dammam |  |  | Commercial & Leisure | Data Center | Data Center |  | Medium | New | Onshore | The Ministry of Communications and Information Technology (MCIT) has undertaken the construction of a Data Center in Dammam, Saudi Arabia. The hyper-scale data centre facility is located in King Salman Energy Park (Spark), an industrial complex in Dammam, Saudi Arabia. The project involves the construction of a data center. It also involves the construction of an administrative space and the installation of power systems, HVAC, safety and security systems, parking facilities, and associated facilities. | 26.4344 | 50.1033 | The Ministry of Communications and Information Technology (MCIT) is planning to undertake the construction of a Data Center in Dammam, Saudi Arabia. The hyper-scale data centre facility is located in King Salman Energy Park (Spark), an industrial complex in Dammam, Saudi Arabia. The US$200 million project included the following: 1. Construction of data center building 2. Construction of an administrative space 3. Construction of parking facilities 4. Construction of associated facilities 5. Installation of HVAC 6. Installation of power systems 7. Installation of a safety and security system | Heating, ventilation and air conditioning (HVAC) | A data center is being planned in Dammam. |  | March 2026 - We have not been able to obtain further updates on this project. We have retained the same project stage and amended the key dates accordingly. We will update the profile as soon as we obtain any new information. July 07, 2025 - The main contract bid submission deadline is on July 8, 2025. | Information Unavailable |  | Not Funded / Unconfirmed | Public | Ministry of Communications and Information Technology, Saudi Arabia |  |  | BHP Design
560941 | 560941 | 2026-03-17 19:38 | Aikido Tech – North Sea Offshore Data Center – United Kingdom | Aikido Tech – North Sea Offshore Data Center – United Kingdom | https://construction.globaldata.com/Projects/Overview/560941 | Study | Parent | 150 | 2026 Q1 | 2027 Q3 | 2028 Q4 | Europe | United Kingdom |  |  | North Sea |  | Commercial & Leisure | Data Center | Data Center | Wind Energy | Medium | New | Offshore | Aikido Technologies is planning to undertake the construction of a colocation floating data center in North Sea the UK. The project involves the construction of a floating data center with a consumption capacity of 12MW. It includes 18MW wind farm, data halls, battery energy storage systems, a substation, server rooms and the installation of racks and safety and security systems. The project is committed to operating on 100% renewable energy. The onsite wind farm will supply power to the servers, while onboard battery storage and grid connection provide backup. It utlises liquid cooling system through fresh water stored in the ballast tanks. Construction works are scheduled to be completed by 2028. | 56.6798 | 3.3201 | The project involves the construction of floating data center with consumption capacity of 12MW in North Sea, the UK.s. The US$150 million project includes the following: 1. Construction of data halls 2. Construction of battery energy storage system 3. Construction of server rooms 4. Construction of a substation 5. Construction of 18MW wind farm 7. Installation of racks 8. Installation of safety and security systems | Colocation Data Center; Emergency power/Backup power |  |  | March 2026 - Environmental and feasibility study activities are underway. March 2026 - Aikido Technologies plans to build offshore data center in North Sea, the UK. | Project work on Schedule | 1 | Not Funded / Unconfirmed | Private | Aikido Technologies, Inc
538948 | 538948 | 2026-03-17 19:28 | OneAS1A – Thailand Data Center Complex – Thailand | OneAS1A – Thailand Data Center Complex – Thailand | https://construction.globaldata.com/Projects/Overview/538948 | Planning | Parent | 54 | 2023 Q2 | 2027 Q2 | 2029 Q3 | Asia-Pacific | Thailand |  |  |  |  | Commercial & Leisure | Data Center | Data Center |  | Low | New | Onshore | OneAsia is planning to undertake the construction of a data center in Thailand. The exact location of the project is yet to be revealed. The project involves the construction of a data center. It includes the construction of data halls, meet-me rooms, server rooms, an administrative space, and the installation of generators, Cooling systems, and safety and security systems. The detailed scope and project timelines have not been disclosed. | 14.8972 | 100.8327 | The project involves the construction of a data center in Thailand. The US$54 million project includes the following: 1. Construction of data halls 2. Construction of server rooms 3. Construction of meet-me rooms 4. Construction of an administrative space 5. Installation of generators 6. Installation of cooling systems 7. Installation of safety and security systems |  |  |  | March 2026 - We have not been able to obtain further updates on this project. We have retained the same project stage and amended the key dates accordingly. We will update the profile as soon as we obtain any new information. September 2025 - The project is in the early stages of development. July 2024 - The Board of Investment (BOI) has approved the investment for the project. Q2 2023 - OneAsia announced plans for the construction of a data center in Thailand. | Information Unavailable |  | Not Funded / Unconfirmed | Private | OneAsia Network Limited
561265 | 561265 | 2026-03-17 18:43 | Core Scientific – Dalton Data Center – Georgia | Core Scientific – Dalton Data Center – Georgia | https://construction.globaldata.com/Projects/Overview/561265 | Execution | Parent | 600 | 2024 Q2 | 2025 Q3 | 2028 Q4 | North America | United States | Georgia | Dalton |  |  | Commercial & Leisure | Data Center | Data Center |  |  | Expansion | Onshore | Core Scientific is planning to build a colocation data center campus in Dalton, Georgia, the US. The project involves the construction of a data center campus. It includes the construction of data halls, meet-me rooms, server rooms, an office space, conference rooms, storage rooms, a substation and the installation of generators and uninterruptible power supply (UPS) units, cooling systems, and safety and security systems. The project is developing in phases. Phase I involves the construction of a 30MW, 4,831m2 data center, phase II involves the construction of a 145MW, 23,226m2 data center and phase III involves the construction of a 120MW, 23,226m2 data center across multiple data halls. As of March 2026, construction of phase I is completed, and the second phase is under construction, which is scheduled for completion by the second quarter of 2027. The facility will use a liquid-cooling system for cooling. It will be leased to CoreWeave. | 34.7698 | -84.9702 | The project involves the construction of a data center campus in Dalton, Georgia, the US. The US$600 million project includes the following: 1. Construction of data halls 2. Construction of server rooms 3. Construction of an office space 4. Construction of conference rooms 5. Construction of storage rooms 6. Construction of a substation 7. Installation of generators and uninterruptible power supply (UPS) units 8. Installation of the cooling system 9. Installation of safety and security systems | Colocation Data Center |  |  | March 2026 - Construction activities are underway on the second phase. July 2025 - Construction activities are underway. March 2025 - Planning activities are underway. Q2 2024 - Core Scientific announced plans to build a data center campus in Dalton, Georgia. | Project work on Schedule | 1 | Not Funded / Unconfirmed | Private | Core Scientific Inc
561752 | 561752 | 2026-03-17 18:33 | Google – Bosc Data Center – Ohio | Google – Bosc Data Center – Ohio | https://construction.globaldata.com/Projects/Overview/561752 | EPC Award | Parent | 500 | 2025 Q3 | 2027 Q1 | 2029 Q4 | North America | United States | Ohio | Lima |  | 45801 | Commercial & Leisure | Data Center | Data Center |  | High | New | Onshore | Google is planning to build a hyperscale data center near the intersection of Cole Street and Bluelick Road in Lima, Allen County, Ohio, the US. The project involves the construction of a data center on 80.9ha of land. It includes the construction of data halls, meet-me rooms, server rooms, a substation, 36 cooling towers, and 113 fuel storage tanks and the installation of four emergency fire pumps and electrical generators and 115 emergency generators. Google has agreed to a 15-year tax abatement and will provide US$250,000 in annual funding to Elida schools. Turner Construction has been appointed as the contractor. The Allen Economic Development Group has worked on behalf of Google, which plans to launch a website for the community to learn about the data center. The US$50 million is used to develop local infrastructure enhancements, including upgrades to regional wastewater, water supply, and roadway infrastructure. As of March 2026, Google is waiting for approval from the Ohio Environmental Protection Agency on a draft air permit. | 40.7874 | -84.1276 | The project involves the construction of a data center on 80.9ha of land in American and Sugar Creek townships, north of Lima, Allen County, the US The US$500 million project includes the following: 1. Construction of data halls 2. Construction of server rooms 3. Construction of a substation 4. Construction of 36 cooling towers 5. Construction of 113 fuel storage tanks 6. Installation of four emergency fire pumps and electrical generators 7. Installation of 115 emergency generators | Heating, ventilation and air conditioning (HVAC); Hyperscale Data Center |  |  | March 2026 - Site preparation works are underway. September 2025 - The Lima City Council approved the use of 5-10 million gallons of water per day under a 20-year agreement. Q3 2025 - Google announced plans to build a data center in Lima, Allen County. | Project work on Schedule | 1 | Not Funded / Unconfirmed | Private | Google LLC | Turner Construction Co
381040 | 381040 | 2026-03-17 18:28 | Astra Intl/ Equinix – Jakarta JK1 Data Center – Jakarta | Astra Intl/ Equinix – Jakarta JK1 Data Center – Jakarta | https://construction.globaldata.com/Projects/Overview/381040 | Execution | Parent | 74 | 2022 Q4 | 2024 Q1 | 2027 Q4 | Asia-Pacific | Indonesia | Jakarta | Jakarta | West Kuningan |  | Commercial & Leisure | Data Center | Data Center |  |  | New | Onshore | Equinix Inc. (EQIX), in collaboration with PT Astra Digital International, is undertaking the construction of a colocation data center in West Kuningan, Jakarta, Indonesia. The project involves the construction of an eight-story 8,250m2 data center. It includes the construction of break rooms, conference rooms, server rooms, data halls, an administrative space, and the installation of elevators, 1,600 cabinets, safety, and security systems. It will be developed in phases. The project is committed to operating on 100% renewable energy. It is equipped with N+1 configuration, reliable uninterruptible power supply (UPS) units, and four diesel generators for backup power systems. It will utilise N+2 air-cooled chillers with a built-in pump, and it aims to achieve a LEED certification. It targets an average PUE of 1.41. In the first quarter of 2025, phase one construction works were completed. | -6.9843 | 108.5538 | The project involves the construction of an eight-story 8,250m2 data center in West Kuningan, Jakarta, Indonesia. The US$74 million project includes the following: 1. Construction of conference rooms 2. Construction of data halls 3. Construction of server rooms 4. Construction of an administrative space 5. Installation of elevators 7. Installation of 1,600 cabinets 8. Installation of safety and security systems | Colocation Data Center; Elevator; LEED |  |  | March 2026 - Construction activities are underway. July 2025 - Planning activties are underway on the second phase. Q1 2025 - Construction works were completed on the first phase. January 2025 - Construction activties are underway. February 2024 - Construction activties are underway. October 2023 - Planning activities are underway. February 08, 2023 - We have not been able to obtain further updates on this project. We have retained the same project stage and amended the key dates accordingly. We will update the profile as soon as we obtain any new information. October 2022 - Planning activities are underway. October 2022 - EQIX collaborating with PT Astra Digital Internasional announced plans to build an international business exchange data center in Jakarta. | Project work on Schedule | 1 | Not Funded / Unconfirmed | Private | Equinix Inc;PT Astra International Tbk
539370 | 539370 | 2026-03-17 18:12 | Lumina CloudInfra – Chandivali Data Center – Maharashtra | Lumina CloudInfra – Chandivali Data Center – Maharashtra | https://construction.globaldata.com/Projects/Overview/539370 | Planning | Parent | 567 | 2025 Q1 | 2027 Q1 | 2029 Q4 | Asia-Pacific | India | Maharashtra | Mumbai | Chandivali |  | Commercial & Leisure | Data Center | Data Center |  | Medium | New | Onshore | Lumina Cloudinfra Pvt Ltd, a subsidiary of Blackstone Inc is planning to construct a data center in Navi Mumbai, Maharashtra, India. The project involves the construction of a data center with a consumption capacity of 60MW on 1.5ha of land. It includes the construction of meeting rooms, server rooms, administrative space, storage facilities, and installation of equipment and cooling systems, and safety and security systems. The 60MW will be developed in two adjacent locations with 30MW each. | 19.1146 | 72.8969 | The project involves the construction of a data center with a consumption capacity of 60MW on 1.5ha of land in Navi Mumbai, Maharashtra, India. The US$567 million project includes the following: 1. Construction of meeting rooms 2. Construction of server rooms 3. Construction of administrative space 4. Construction of storage facilities 5. Installation of equipment and cooling systems 6. Installation of safety and security systems | Heating, ventilation and air conditioning (HVAC) |  |  | March 2026 - Planning activities are underway. September 2025 - Planning activities are underway. January 2025 - Lumina CloudInfra Pvt Ltd announced plans to build a data center in mumbai. | No Major Development | 0 | Not Funded / Unconfirmed | Private | Lumina CloudInfra Pvt Ltd
396233 | 396233 | 2026-03-17 17:46 | NTT DATA – New Town Hyperscale Data Center – West Bengal | NTT DATA – New Town Hyperscale Data Center – West Bengal | https://construction.globaldata.com/Projects/Overview/396233 | Execution | Parent | 241 | 2022 Q3 | 2023 Q1 | 2027 Q4 | Asia-Pacific | India | West Bengal | Kolkata | Bengal Silicon Valley, New Town | 700157 | Commercial & Leisure | Data Center | Data Center |  |  | New | Onshore | NTT Global Data Centers (NTT DC) is undertaking the construction of a hyperscale data center in West Bengal, India. The project involves the construction of a 55,740m2 data center with a capacity of 40MW IT load on 3.03ha of land. It includes the construction of an administration facility, data halls, and the installation of racks, generators, cooling systems, and safety and security systems. The project will be developed in three phases, comprising three buildings. Phase I includes the construction of a 9,300m2 first data center building with a capacity of 9MW facility load and 6MW IT load worth US$60 million. While another 34MW IT load capacity will be enhanced in the next phase, worth US$180 million. Jett 4 Group was appointed as the construction contractor. In February 2023, A groundbreaking ceremony was held marking the start of construction on Phase I. In February 2025, Construction works were completed on Phase I. | 22.6056 | 88.4366 | The project involves the construction of a 55,740m2 data center with a total IT load capacity of 40MW on 3.03ha of land at Silicon Valley Tech Hub in New Town, West Bengal, India. The US$241 million project includes the following: 1. Construction of an administration facility 2. Construction of data halls 3. Installation of racks 4. Installation of generators 5. Installation of cooling systems 6. Installation of safety and security systems | Heating, ventilation and air conditioning (HVAC); Hyperscale Data Center | A data center is being developed in Bengal Silicon Valley in the New Town of Kolkata. Initially project was planned to build with 25MW IT capacity load, due to operational power requirement it was increased to be a 40MW IT capacity load. |  | March 2026 - Construction activities are underway. July 2025 - Planning activities are underway for further phases. February 2025 - Construction works were completed on Phase I. August 2024 - Construction activities are underway. March 2024 - Construction activities are underway. October 2023 - Construction activities are underway. February 2023 - Groundbreaking ceremony held marking the start of construction on the Phase I. December 2022 - Planning activities are underway. Q3 2022 - NTT DC announced a plan to construct a data centre in Kolkata. | Project work on Schedule | 1 | Not Funded / Unconfirmed | Private | NTT DATA Group Corp | Jett 4 Group
350692 | 350692 | 2026-03-17 17:45 | AdaniConneX – Noida Sector 62 Data Center – Uttar Pradesh | AdaniConneX – Noida Sector 62 Data Center – Uttar Pradesh | https://construction.globaldata.com/Projects/Overview/350692 | Execution | Parent | 323 | 2021 Q3 | 2024 Q2 | 2026 Q4 | Asia-Pacific | India | Uttar Pradesh | Noida | Plot No. C-20/1A/10, Sector 62 | 120 | Commercial & Leisure | Data Center | Data Center |  |  | New | Onshore | AdaniConnex Pvt Ltd, a joint venture of Adani Enterprises Ltd and EdgeConnex Europe BV (AC) is constructing a data center in Noida, India. The project involves the construction of a 34,275m2 data center with a 50MW consumption capacity on 4.8ha of land It includes the construction of data halls, server rooms, administrative buildings, electrical distribution rooms, and parking facilities, and the installation of diesel generators, safety and security systems. The facility is committed to operating on 100% renewable energy. The power supply will be from Uttar Pradesh Power Corporation Limited (UPPCL). IRIS Consultants has been appointed as an environmental consultant. AdaniConneX secured the funding from international banks. Construction works on the first phase completed. | 28.6202 | 77.3428 | The project involves the construction of a 34,275m2 data center with a 50MW consumption capacity on 4.8ha of land in Noida, Uttar Pradesh, India. The US$323 million project includes the following: 1. Construction of data halls 2. Construction of server rooms 3. Construction of an administrative building 4. Construction of electric distribution rooms 5. Construction of parking facilities 6. Installation of diesel generators 7. Installation of safety and security systems | Heating, ventilation and air conditioning (HVAC); Hyperscale Data Center |  |  | March 2026 - Structural works for 40MW is completed and MEP works are in progress. September 2025 - MEP works are underway. May 2025 - AdaniConnex completed construction of initial capacity of 10MW and structural works on remaining 40MW are underway. December 2024 - Construction works are underway. August 2024 - Construction works are underway. November 2023 - The land acquisition process is underway. January 2023 - The land acquisition process is underway. February 2022 - Planning activities are underway. Q3 2021 - Planning activities are underway. Q3 2021 - AC announces plans to construct a data center in Noida. | Project work on Schedule | 1 | Not Funded / Unconfirmed | Private | AdaniConnex Pvt Ltd |  |  | IRIS Consultants
536205 | 536205 | 2026-03-17 17:40 | Yondr Grp – Lancaster Data Center Campus – Texas | Yondr Grp – Lancaster Data Center Campus – Texas | https://construction.globaldata.com/Projects/Overview/536205 | Planning | Parent | 1000 | 2025 Q1 | 2026 Q4 | 2030 Q2 | North America | United States | Texas | Lancaster |  |  | Commercial & Leisure | Data Center | Data Center |  | Medium | New | Onshore | Yondr Group is planning to undertake the construction of a hyperscale data center in Lancaster, Texas, the US. The project involves the construction of a data center with a capacity to accommodate 550MW critical IT load on 66ha of land. It includes the construction of server rooms, meeting rooms, administrative spaces, parking facilities, and the installation of safety and security systems. | 32.5921 | -96.7561 | The project involves the construction of a data center with a capacity to accommodate 550MW critical IT load on 66ha of land in Lancaster, Texas, the US. The US$1,000 million project includes the following: 1. Construction of server rooms 2. Construction of meeting rooms 3. Construction of administrative spaces 4. Construction of parking facilities 5. Installation of safety and security systems 6. Installation of equipment | Heating, ventilation and air conditioning (HVAC); Hyperscale Data Center |  |  | March 2026 - Planning activities are underway. August 2025 - Planning activities are underway. Q1 2025 - Yondr Group announced plans for the construction of a data center in Dallas. | No Major Development | 0 | Not Funded / Unconfirmed | Private | Yondr Group
538418 | 538418 | 2026-03-17 17:30 | ZData Technologies – GP3 Data Center – Johor | ZData Technologies – GP3 Data Center – Johor | https://construction.globaldata.com/Projects/Overview/538418 | Execution | Parent | 2000 | 2024 Q2 | 2025 Q1 | 2027 Q4 | Asia-Pacific | Malaysia | Johor | Johor Bahru | Gelang Patah | 81550 | Commercial & Leisure | Data Center | Data Center |  |  | New | Onshore | ZDATA Technologies Co., Ltd is undertaking the construction of a hyperscale data center in Gelang Patah, Johor, Malaysia. The project involves the construction of a data center with a consumption capacity of 300MW on 15ha of land. It includes the construction of data halls, server rooms, meet-me-rooms, and an administrative space, and the installation of generators, cooling systems, and safety and security systems. It will be developed in five phases. The first phase will include the construction of a 38,000m2 data center. ZDATA signed a Memorandum of Understanding (MOU) with BGMC Energy Holdings Sdn Bhd and reNIKOLA Holdings Sdn Bhd for the supply of 630,000MWh of solar energy to power the data center. It will use 100% reclaimed water, which will come from two water treatment plants. It will target a Power Usage Effectiveness(PUE) of about 1.2, and it will feature advanced closed-loop cooling technologies, high-efficiency uninterruptible power supply (UPS) systems, and optimised power distribution architecture. ZDATA earned the distinction of being the first data center in Malaysia to achieve the Green RE Platinum certification. China State Construction Engineering Corporation has been appointed as a contractor and MEP consultant. | 1.4494 | 103.5873 | The project involves the construction of a data center with a consumption capacity of 300MW on 15ha of land in Johor, Malaysia. The US$2,000 million project includes the following: 1. Construction of data halls 2. Construction of server rooms 3. Construction of meet-me-rooms 4. Construction of an administrative space 5. Installation of generators 6. Installation of cooling systems 7. Installation of safety and security systems | Heating, ventilation and air conditioning (HVAC); Hyperscale Data Center |  |  | March 2026 - Construction activities are underway. September 2025 - ZDATA is seeking US$500 million in funding for the project. July 2025 - A structural topping-out ceremony was held. February 2025 - A ground-breaking ceremony was held. October 2024 - ZData purchased the land from Tropicana Corp Bhd for US$56 million. Q1 2024 - ZDATA Technologies announced plans for the construction of a data center in Johor. | Project work on Schedule | 1 | Not Funded / Unconfirmed | Private | ZData Technologies Co Ltd | China State Construction Engineering Corporation (CSCEC) / Mohammed Abdulmohsin Al Kharafi & Sons Co (MAK Group) JV |  | China State Construction Engineering Corporation (CSCEC) / Mohammed Abdulmohsin Al Kharafi & Sons Co (MAK Group) JV
513054 | 513054 | 2026-03-17 17:02 | Westbridge Energy – Fontus Data Center – Colorado | Westbridge Energy – Fontus Data Center – Colorado | https://construction.globaldata.com/Projects/Overview/513054 | Planning | Parent | 1500 | 2025 Q1 | 2027 Q2 | 2031 Q3 | North America | United States | Colorado |  |  |  | Commercial & Leisure | Data Center | Data Center |  | Medium | New | Onshore | Westbridge Renewable Energy Corp. (Westbridge Energy) is planning to construct a colocation data center in Colorado, the US. The project includes the construction of a data center with a consumption capacity of 380MW. It includes the construction of server rooms, office, and administration area, the installation of generators and cooling systems, and safety and security systems. The project will be powered by Renewable energy. In July 2025, Westbridge Energy completed the environmental feasibility studies and ensured fiber availability for the project, and the exact location is yet to be revealed. | 38.9979 | -105.5509 | The project involves the construction of the Fontus data center with a consumption capacity of 380MW in Colorado, the US. The US$1,500 million project includes the following: 1. Construction of server rooms 2. Construction of an office/administration area 3. Installation of equipment 4. Installation of cooling and power systems 5. Installation of safety and security systems | Colocation Data Center; Heating, ventilation and air conditioning (HVAC) |  |  | March 2026 - Planning activities are underway. July 2025 - Westbridge Renewable Energy is in the process of securing grid and gas interconnection approvals. Q1 2025 - Westbridge Renewable Energy announced plans to build a data center in Colorado. | No Major Development | 0 | Not Funded / Unconfirmed | Private | Westbridge Renewable Energy Corp
558068 | 558068 | 2026-03-17 16:57 | Digital Edge – CGK AI Data Center Campus – West Java | Digital Edge – CGK AI Data Center Campus – West Java | https://construction.globaldata.com/Projects/Overview/558068 | Planning | Parent | 4500 | 2026 Q1 | 2026 Q3 | 2029 Q4 | Asia-Pacific | Indonesia | West Java | Bekasi | GIIC Industrial Estate | 17530 | Commercial & Leisure | Data Center | Data Center |  | Medium | New | Onshore | Digital Edge is planning to construct an AI, hyperscale data center campus within the GIIC Industrial Estate in Bekasi, Jakarta, Indonesia. The project involves the construction of a data center campus with a total consumption capacity of 500MW. It will also include data hall, meet-me rooms, a substation, an office facility, a storage facility, an administrative facility, and the installation of equipment. The data center can be scaled up to 1,000MW of IT capacity in future. The project will be implemented in phases; the first phase includes three buildings. The project is committed to operating on 100% renewable energy. It is engineered for next-generation AI workloads with sustainability and operational efficiency at its core. It utilises a direct-to-chip liquid cooling system, recycled water systems, and renewable energy integration. It has a target annualised power usage effectiveness (PUE) of 1.25. In March 2026, Digital Edge secured a US$665 million green loan for the first phase of the project from a consortium of financial institutions, BNP Paribas USA Inc, Clifford Capital Holdings Pte Ltd, Credit Agricole Indosuez, DBS Bank (Hong Kong) Ltd, Mizuho LOOP PFI Co Ltd, Oversea-Chinese Banking Corp Ltd, PT Bank Central Asia Tbk, and SMBC. The project is being designed under the LEED Certification guidelines. The first building of Phase I is scheduled to be completed by the fourth quarter of 2026, followed by the second in the first quarter of 2027 and the third in the second quarter of 2027. | -6.2349 | 106.9896 | The project involves the construction of a hyperscale data center at GIIC Industrial Estate in Bekasi, Jakarta, Indonesia. The US$4,500 million project includes the following: 1. Construction of a data hall 2. Construction of substation 3. Construction of meet-me rooms 4. Construction of a storage facility 5. Construction of an office facility 6. Construction of an administrative facility 7. Installation of equipment | Green data center; Hyperscale Data Center |  |  | March 2026 - Digital Edge secured a US$665 million green loan for the first phase from a consortium of financial institutions, BNP Paribas USA Inc, Clifford Capital Holdings Pte Ltd, Credit Agricole Indosuez, DBS Bank (Hong Kong) Ltd, Mizuho LOOP PFI Co Ltd, Oversea-Chinese Banking Corp Ltd, PT Bank Central Asia Tbk, and SMBC. February 2026 - The project is in early stages of development. January 2026 - Digital Edge announced plans to build data center in Bekasi, Indonesia. | Financial Closure Achieved | 4 | Partially Funded | Private | Digital Edge DC
536358 | 536358 | 2026-03-17 16:55 | Nxtra – Nxtra Noida III AI Data Center – Uttar Pradesh | Nxtra – Nxtra Noida III AI Data Center – Uttar Pradesh | https://construction.globaldata.com/Projects/Overview/536358 | Execution | Parent | 292 | 2020 Q1 | 2021 Q3 | 2026 Q4 | Asia-Pacific | India | Uttar Pradesh | Noida |  | 201305 | Commercial & Leisure | Data Center | Data Center |  |  | New | Onshore | Nxtra Data Ltd, a subsidiary of Bharti Airtel Limited, is undertaking the construction of an AI, hyperscale, Tier III center in Noida, Uttar Pradesh, India. The project involves the construction of a 41,806m2 data center with a consumption capacity of 40MW. It includes data halls, a substation, conference rooms, break rooms, meet-me rooms, server rooms and parking spaces, and the installation of 5,000 racks and safety and security systems. The facility has been committed to operating on renewable energy. It utilises both air and liquid cooling systems. It will have UPS and a generator for power backup. It has been designed to meet LEED Gold and IGBC Green certification standards. | 28.5759 | 77.3196 | The project involves the construction of a 41,806m2 data center with a consumption capacity of 40MW in Noida, Uttar Pradesh, India. The US$300 million project includes the following: 1. Construction of data halls 2. Construction of conference rooms 3. Construction of break rooms 4. Construction of server rooms 5. Construction of a substation 6. Construction of meet-me rooms 7. Construction of parking spaces 8. Installation of UPS/generators 9. Installation of 5,000 racks 10. Installation of safety and security systems | Heating, ventilation and air conditioning (HVAC); Hyperscale Data Center; LEED; Tier 3 Data Center |  |  | March 17, 2026 - We have not been able to obtain further updates on this project. We have retained the same project stage and amended the key dates accordingly. We will update the profile as soon as we obtain any new information. August 2025 - Construction works are underway. September 2024 - Construction works are underway. September 2021 - Construction works are underway. Q1 2020 - Nxtra announced plans to build a data center in India. | Information Unavailable |  | Not Funded / Unconfirmed | Private | Nxtra Data Ltd
471800 | 471800 | 2026-03-17 16:48 | AWS – Sunbury AI Data Center Campus – Ohio | AWS – Sunbury AI Data Center Campus – Ohio | https://construction.globaldata.com/Projects/Overview/471800 | Planning | Parent | 2000 | 2024 Q1 | 2028 Q1 | 2034 Q4 | North America | United States | Ohio |  | 11793 Vans Valley Road in the Sunbury Business and Technology Park | 43021 | Commercial & Leisure | Data Center | Data Center |  | Low | New | Onshore | Amazon Web Services (Amazon Web Svcs) is planning to construct an AI, hyperscale data center campus at 11793 Vans Valley Road in the Sunbury Business and Technology Park in Sunbury, Ohio, the US. The project involves the construction of a 41,806m2 data center campus on 526ha of land. It includes the construction of a data center building, substations, data halls, an administrative space, parking facilities and the installation of safety and security systems. Construction works are scheduled to commence in January 2028 and are to be completed by December 2034. | 40.2181 | -82.8478 | The project involves the construction of a 41,806m2 data center campus on 526ha of land at 11793 Vans Valley Road in the Sunbury Business and Technology Park in Sunbury, Ohio, the US. The US$2,000 million project includes the following: 1. Construction of a data center building 2. Construction of substations 3. Construction of data halls 4. Construction of an administrative space 5. Construction of parking facilities 6. Installation of safety and security systems | Heating, ventilation and air conditioning (HVAC); Hyperscale Data Center |  |  | March 2026 - Planning activities are underway. February 2026 - The resident is opposing the project plan. August 2025 - Planning activities are underway. December 2024 - Amazon Web Svcs has purchased a parcel of land for the development of the project. November 2024 - Planning activities are underway. Q1 2024 - Amazon Web Svcs announced plans to build a data center in Sunbury. | No Major Development | 0 | Not Funded / Unconfirmed | Private | Amazon Web Services Inc
468233 | 468233 | 2026-03-17 16:39 | Aligned – DFW03 Data Center – Texas | Aligned – DFW03 Data Center – Texas | https://construction.globaldata.com/Projects/Overview/468233 | Execution | Parent | 120 | 2023 Q3 | 2024 Q4 | 2027 Q1 | North America | United States | Texas | Mansfield | 3801 Britton Road | 76063 | Commercial & Leisure | Data Center | Data Center |  |  | New | Onshore | Aligned Data Centers is undertaking the construction of a colocation Tier III data center at 3801 Britton Road in Tarrant County, Mansfield, Texas, the US. The project involves the construction of a 39,911m2, two-story data center building on 11ha of land. It also includes the construction of data storage rooms, server rooms, control rooms, an office space, and the installation of safety and security systems. M. Arthur Gensler Jr. & Associates Inc. has been appointed as an architect and Clune Construction as a contractor. The project is committed to operating on 100% renewable energy. It features 3MW backup generators and 2MW UPS (Uninterruptible Power Supply) systems, designed with an N+1 block redundant topology. For cooling, the data center utilizes Delta3 air cooling arrays, which are configured with a minimum N+1 redundancy. Additionally, a closed-loop chilled water system design enhances the efficiency. Construction works commenced in October 2024 and will be completed in January 2027. | 32.55 | -97.0774 | The project involves the construction of a 39,911m2, two-story data center building on 11ha of land at 3801 Britton Road in Mansfield, Texas, the US. The US$120 million project includes the following: 1. Construction of data storage rooms 2. Construction of server rooms 3. Construction of control rooms 4. Construction of an office space 5. Installation of safety and security systems | Colocation Data Center; Green data center; Tier 3 Data Center |  |  | March 2026 - Commissioning works are underway for power distribution unit skids and Delta Cube cooling arrays. October 2025 - Construction works are underway. July 2025 - A topping out ceremony was held on the project site. March 2025 - Construction activities are underway. October 2024 - Construction activities are underway. October 2024 - A groundbreaking ceremony was held to mark the start of construction. April 2024 - Design works are underway. December 2023 - Planning activities are underway. Q3 2023 - Aligned Data Centers announced plans to build a data center in Texas. | Project work on Schedule | 1 | Not Funded / Unconfirmed | Private | Aligned Data Centers | Clune Construction Company | M. Arthur Gensler Jr. & Associates Inc
349809 | 349809 | 2026-03-17 15:11 | Art Data Centres – Ennis Data Center Campus – Munster | Art Data Centres – Ennis Data Center Campus – Munster | https://construction.globaldata.com/Projects/Overview/349809 | Design | Parent | 1800 | 2018 Q1 | 2027 Q1 | 2031 Q1 | Europe | Ireland | Munster | Ennis | Tulla Road, Ennis | V95 YR92 | Commercial & Leisure | Data Center | Data Center | Office Buildings | Medium | Redevelopment | Onshore | Art Data Centres (ADC) is planning to undertake the construction of a data center on Tulla Road at Junction 13 on the M18 motorway connecting Galway to Limerick in County Clare, Munster, Ireland. The project involves the construction of a 111,484m2 data center on 58.6ha of land. It includes the construction of six, two-story data center buildings with 18,580m2 each with a maximum height of 19m with a power consumption capacity of 200MW, air handling units, ancillary plant, associated electrical substation, and mechanical plant rooms, loading bays, maintenance, and storage spaces, office administration areas, pump rooms, water storage tanks, backup (standby) generators for emergency use, security and vehicle lock building, 4,674m2 above ground interconnector (AGI) and energy center, 2,430m2,12m high, a two-story vertical farm building situated along one elevation of each building, an on-site backup energy center with 18 lean-burn natural gas engines, each with its own 25m flue, 299 car and 126 bicycle parking spaces and the installation of safety and security systems. It is built in phases. ARC:MC has been appointed as an architect and structural engineer, Hurley Palmer Flatt Ltd (acquired by HDR Inc) as a mechanical and electrical engineer, John Spain Associates as a planner, Alan Lipscombe Traffic and Transport Consultants Ltd as a transport consultant, Nicholas de Jong Associates as a landscape consultant, Clifton Scannell Emerson Associates as a civil engineer, AWN Consulting Ltd as an environmental consultant, Jeremy Gardner Associates Ltd as a fire consultant and Tom McNamara and Partner as a development manager, cost consultant, project manager, legal advisor, surveyor, and financial advisor. In July 2021, a detailed planning application was submitted to the Clare County Council (CCC), and they are seeking 10-year planning permission. The project plans were approved by the Clare County Council (CCC) in August 2022. Subsequently, the local organization Futureproof Clare launched an appeal opposing the project because of environmental concerns. The facility will be powered by an 83MVA off-grid power and renewable energy. The project is developed in phases. The first phase involved the construction of the electrical substation, data Halls 2 and 3, and associated site works, which are scheduled to be completed by 2028. The proposed site was zoned in 2019 for Data Centres & Power Generating Infrastructure. The project is identified as a key pillar of the Ennis 2040 Economic Plan for the area. It will create 1,200 jobs during construction and 450 jobs during operation. | 52.8538 | -8.9707 | The project involves the construction of a 111,484m2 data center with a power consumption capacity of 200MW on 58.6ha of land in County Clare, Munster, Ireland. The US$1,800 million project includes the following: 1. Construction of six, two-story data center buildings with 18,580m2 each 2. Construction of the security and vehicle lock building 3. Construction of a power substation 4. Construction of a 4,674m2 Above Ground Interconnector (AGI) building and energy center to connect to the high-pressure gas main 5. Construction of a 2,430m2, 12m high, two-story vertical farm building 6. Construction of 299 car and 126 bicycle parking spaces 7. Installation of safety and security systems |  |  |  | March 2026 - The project has cleared all the legal hurdles in the High Court and is ready for construction. October 2025 - The project is facing environmental concerns from the high court. March 2025 - Design activities are underway. October 2024 - The High Court will not oppose an appeal against the Bord Pleanala decision to grant planning permission for a data center campus. August 2024 - Design works are underway. April 2024 - The project received the approvals from An Bord Pleanala. October 2023 - A decision on the appeal is awaited from An Bord Pleanala. February 2023 - A decision on the appeal is yet to be made by An Bord Pleanala. August 2022 - An appeal was launched by a local organization. August 2022 - The project plans were approved by Clare County Council. May 2022 - The project is awaiting planning approvals. September 2021 - The project is awaiting planning approvals. July 2021 - The detailed planning application was submitted to the CCC. June 2020 - Planning activities are underway. May 2019 - Planning activities are underway. Q1 2018 - ADC announced plans to build a data center campus in Ennis. | Project work on Schedule | 1 | Not Funded / Unconfirmed | Private | Art Data Centres Ltd |  | Arc:Mc Ltd;Nicholas de Jong Associates | Alan Lipscombe Traffic and Transport Consultants Ltd;Arc:Mc Ltd;AWN Consulting Ltd;Clifton Scannell Emerson Associates;HDR Inc;Jeremy Gardner Associates Ltd;John Spain Associates;Tom McNamara and Partner
537342 | 537342 | 2026-03-17 14:21 | Solano Renovables – Uusi-Olkkola Data Center – Ostrobothnia | Solano Renovables – Uusi-Olkkola Data Center – Ostrobothnia | https://construction.globaldata.com/Projects/Overview/537342 | Planning | Parent | 620 | 2025 Q1 | 2027 Q1 | 2028 Q1 | Europe | Finland | Ostrobothnia |  | Uusi-Olkkola | 19370 | Commercial & Leisure | Data Center | Data Center |  | Low | New | Onshore | Solano Renovables Espana is planning to undertake the construction of a large-scale data center in Pyhajarvi, Finland. The project involves the construction of a data center with a consumption capacity of 100MW. It includes the construction of data halls with racks, meeting rooms, office space, storage facilities and parking facilities, and the installation of power and cooling systems, safety and security systems. The facility will be connected to the Fingrid substation for power supply in close proximity to the Eolus wind farm. | 63.8182 | 24.8933 | The project involves the construction of a data center with a consumption capacity of 100MW on 80ha of land in the municipality of Pyhajarvi, Ostrobothnia, Finland. The US$620 million project includes the following: 1. Construction of data halls with racks 2. Construction of meeting rooms 3. Construction of office space 4. Construction of storage facilities 5. Construction of parking facilities 6. Installation of power and cooling systems 7. Installation of safety and security systems | Heating, ventilation and air conditioning (HVAC); Hyperscale Data Center |  |  | March 2026 - Planning activities are underway. October 2025 - Planning activities are underway. September 2025 - Solano Renovables signed an agreement with the municipality of Pyhajarvi securing land for the project development. August 11, 2025 - The City Board has approved the project's zoning agreement. March 2025 - Solano Renovables announced plans to build a data center in Pyhajarvi. | No Major Development | 0 | Not Funded / Unconfirmed | Private | Solano Renovables Espana
504207 | 504207 | 2026-03-17 14:20 | Elsham Tech Park – Elsham Wolds Data Center Campus – North Lincolnshire | Elsham Tech Park – Elsham Wolds Data Center Campus – North Lincolnshire | https://construction.globaldata.com/Projects/Overview/504207 | Planning | Parent | 10238 | 2024 Q1 | 2027 Q1 | 2033 Q1 | Europe | United Kingdom | North Lincolnshire | Scunthorpe | at the former RAF Elsham Wolds airfield, Halifax Approach, Brigg | DN20 0PH | Commercial & Leisure | Data Center | Data Center |  | Medium | New | Onshore | Elsham Tech Park Ltd is planning to build a hyperscale data center campus on the former RAF Elsham Wolds airfield, Halifax Approach in Brigg near Scunthorpe, North Lincolnshire, the UK. The project involves the construction of a 150,000m2 data center campus with a consumption capacity of 1,000MW on 176ha of land. It includes 15 data halls of 14-23m in height, server rooms, conference rooms, break rooms, a district heating center, office buildings and parking spaces, and the installation of safety and security systems. Elsham Wolds data center operates on 100% renewable energy from an on-site 49.9MW energy center, battery storage system, and substations. It is equipped with UPS redundancy and diesel generators for power backup. It utilizes a closed-loop cooling system. Pegasus Planning Group Ltd has been appointed as the planner and architect, Greystoke Land as the planner, MHP Design as the landscape architect and Mewies Engineering Consultants Ltd as the consulting engineer. In May 2025, Elsham Tech submitted an outline planning application to the North Lincolnshire Council and secured approvals in March 2026. The construction works are scheduled to commence in 2027. The first phase is expected to be completed in 2029. | 53.6022 | -0.40612 | The project involves the construction of a 150,000m2 data center campus with a consumption capacity of 1,000MW on 176ha of land on the former RAF Elsham Wolds airfield, Halifax Approach in Brigg near Scunthorpe, North Lincolnshire, the UK. The US$10,238 million project includes the following: 1. Construction of an on-site 49.9MW energy center 2. Construction of battery storage system 3. Construction of substations 4. Construction of 15 data halls of 14-23m in height 5. Construction of server rooms 6. Construction of conference rooms 7. Construction of break rooms 8. Construction of the district heating center 9. Construction of office buildings 10. Construction of parking spaces 11. Installation of generators 12. Installation of safety and security systems | District Heating/Cooling System; Green data center; Heating, ventilation and air conditioning (HVAC); Hyperscale Data Center |  | https://www.elshamtechpark.com/ | March 2026 - Elsham Tech Park Ltd secured outline approval from the North Lincolnshire Council. January 2026 - The project is awaiting outline planning approval. May 27, 2025 - Elsham Tech submitted an outline planning application to the North Lincolnshire Council. Q1 2024 - Elsham Tech Park Ltd announced plans to build a data center in UK. | Project work on Schedule | 1 | Not Funded / Unconfirmed | Private | Elsham Tech Park Ltd |  | MHP Design Ltd;Pegasus Planning Group Ltd | Greystoke Land;Mewies Engineering Consultants Ltd;Pegasus Planning Group Ltd
561754 | 552488 | 2026-03-17 14:20 | AIC/ KBC Dev/ Vietinbank – SGI-HCM Data Center: Phase I – Ho Chi Minh City | AIC/ KBC Dev/ Vietinbank – SGI-HCM Data Center – Ho Chi Minh City | https://construction.globaldata.com/Projects/Overview/561754 | Planning | Sub | 525 | 2025 Q2 | 2026 Q2 | 2027 Q4 | Asia-Pacific | Vietnam | Ho Chi Minh City | Ho Chi Minh City | Tan Phu Trung Industrial Park |  | Commercial & Leisure | Data Center | Data Center |  | Medium | New | Onshore | Kinh Bac City Development Holding Corporation (KBC), Accelerated Infrastructure Capital (AIC), and Vietnam Joint Stock Commercial Bank for Industry and Trade (VietinBank) are planning to construct a hyperscale data center in Tan Phu Trung Industrial Park, Ho Chi Minh City, Vietnam The project involves the construction of a data center with a capacity of 50MW. It includes the construction of data halls, server rooms, meet-me rooms, an administrative space, and the installation of racks, generators, cooling systems, and safety and security systems. In October 2025, Kinh Bac City Development Holding Corporation (KBC) signed a Memorandum of Understanding (MoU) with Accelerated Infrastructure Capital (AIC) and Vietnam Joint Stock Commercial Bank for Industry and Trade (VietinBank) to jointly develop the project. In March 2026, KinhBac City Development Holding Corporation (KBC) signed a memorandum of understanding (MOU) with the Ho Chi Minh City Department of Science and Technology. The construction of the works is scheduled to commence in April 2026 and is to be completed in the fourth quarter of 2027. | 10.9253 | 106.5518 | The project involves the construction of a data center with a capacity of 50MW in Ho Chi Minh City, Vietnam. The US$525 million project includes the following: 1. Construction of substations 2. Construction of meet-me rooms 3. Construction of data halls 4. Construction of administrative space 5. Installation of racks 6. Installation of generators/UPS 7. Installation of safety and security systems | Hyperscale Data Center |  |  | March 2026 - KinhBac City Development Holding Corporation (KBC) has signed a memorandum of understanding (MOU) with the Ho Chi Minh City Department of Science and Technology. October 28, 2025 - In October 2025, Kinh Bac City Development Holding Corporation (KBC) signed a Memorandum of Understanding (MoU) with Accelerated Infrastructure Capital (AIC) and Vietnam Joint Stock Commercial Bank for Industry and Trade (VietinBank) to jointly develop the project. April 2025 - KBC, AIC, and VietinBank announced plans for the construction of a data center in Vietnam. | Project work on Schedule | 1 | Not Funded / Unconfirmed | Private | Accelerated Infrastructure Capital Ltd;Kinh Bac City Development Share Holding Corporation;Vietnam Joint Stock Commercial Bank for Industry and Trade
552488 | 552488 | 2026-03-17 14:19 | AIC/ KBC Dev/ Vietinbank – SGI-HCM Data Center – Ho Chi Minh City | AIC/ KBC Dev/ Vietinbank – SGI-HCM Data Center – Ho Chi Minh City | https://construction.globaldata.com/Projects/Overview/552488 | Planning | Parent | 2100 | 2025 Q2 | 2026 Q2 | 2030 Q4 | Asia-Pacific | Vietnam | Ho Chi Minh City | Ho Chi Minh City | Tan Phu Trung Industrial Park |  | Commercial & Leisure | Data Center | Data Center |  | Medium | New | Onshore | Kinh Bac City Development Holding Corporation (KBC), Accelerated Infrastructure Capital (AIC), and Vietnam Joint Stock Commercial Bank for Industry and Trade (VietinBank) are planning to construct a hyperscale data center in Tan Phu Trung Industrial Park, Ho Chi Minh City, Vietnam The project involves the construction of a data center with a capacity of 200MW on 10ha of land. It includes the construction of data halls, server rooms, meet-me rooms, an administrative space, and the installation of racks, generators, cooling systems, and safety and security systems. The project will be developed in multiple phases. The first phase includes the construction of a 50MW data center. It will be equipped with 100,000 GPUs. In October 2025, Kinh Bac City Development Holding Corporation (KBC) signed a Memorandum of Understanding (MoU) with Accelerated Infrastructure Capital (AIC) and Vietnam Joint Stock Commercial Bank for Industry and Trade (VietinBank) to jointly develop the project. In March 2026, KinhBac City Development Holding Corporation (KBC) has signed a memorandum of understanding (MOU) with the Ho Chi Minh City Department of Science and Technology. The construction of the first phase is scheduled to commence in April 2026 and is to be completed in the fourth quarter of 2027. | 10.9253 | 106.5518 | The project involves the construction of a data center with a capacity of 200MW on 10ha of land in Ho Chi Minh City, Vietnam. The US$2,100 million project includes the following: 1. Construction of substations 2. Construction of meet-me rooms 3. Construction of data halls 4. Construction of administrative space 5. Installation of racks 6. Installation of generators/UPS 7. Installation of safety and security systems | Green data center; Hyperscale Data Center |  |  | March 2026 - KinhBac City Development Holding Corporation (KBC) has signed a memorandum of understanding (MOU) with the Ho Chi Minh City Department of Science and Technology. January 2026 - KBC and AID are in the process of implementation and the regulatory approval for the project. November 2025 - Planning activities are underway. October 28, 2025 - In October 2025, Kinh Bac City Development Holding Corporation (KBC) signed a Memorandum of Understanding (MoU) with Accelerated Infrastructure Capital (AIC) and Vietnam Joint Stock Commercial Bank for Industry and Trade (VietinBank) to jointly develop the project. Q2 2025 - KBC, AIC, and VietinBank announced plans for the construction of a data center in Vietnam. | Project work on Schedule | 1 | Not Funded / Unconfirmed | Private | Accelerated Infrastructure Capital Ltd;Kinh Bac City Development Share Holding Corporation;Vietnam Joint Stock Commercial Bank for Industry and Trade
330104 | 330104 | 2026-03-17 11:59 | Google Asia Pacific – Yunlin Douliu Data Center – Taiwan | Google Asia Pacific – Yunlin Douliu Data Center – Taiwan | https://construction.globaldata.com/Projects/Overview/330104 | Planning | Parent | 681 | 2020 Q3 | 2028 Q3 | 2031 Q4 | Asia-Pacific | Taiwan | Taiwan | Douliu | Yunlin County (Yunlin Science and Technology Industrial Park) | 638501 | Commercial & Leisure | Data Center | Data Center |  | Medium | New | Onshore | Google Inc (GOOG) is planning to build a third data center in Douliu, Yunlin, Taiwan. The project involves the construction of a data storage building on a 6ha site area, network management center, administrative building, server rooms, parking facilities, and the installation of elevators and security systems. | 23.7094 | 120.5433 | The project involves the construction of a third data center in Douliu, Yunlin, Taiwan. The US$681 million (TWD20,000 million) project includes the following: 1. Construction of data storage building 2. Construction of network management center 3. Construction of an administrative building 4. Construction of server rooms 5. Construction of parking facilities 6. Installation of safety systems | Heating, ventilation and air conditioning (HVAC); Hyperscale Data Center | The data center project will be developed in Douliu, Yunlin, Taiwan. The project will be the third data center in Taiwan and will mainly aim to provide faster and more secure access to its services and customers that are growing in this region. The new data center will boost the capacity of the company's online operations. |  | March 2026 - Site-levelling activities are underway. April 22, 2025 - We have not been able to obtain further updates on this project. We have retained the same project stage and amended the key dates accordingly. We will update the profile as soon as we obtain any new information. October 25, 2024 - We have not been able to obtain further updates on this project. We have retained the same project stage and amended the key dates accordingly. We will update the profile as soon as we obtain any new information. March 27, 2024 - We have not been able to obtain further updates on this project. We have retained the same project stage and amended the key dates accordingly. We will update the profile as soon as we obtain any new information. September 12, 2023 - We have not been able to obtain further updates on this project. We have retained the same project stage and amended the key dates accordingly. We will update the profile as soon as we obtain any new information. April 2023 - Planning activities are underway. June 2022 - Planning activities are underway. March 2022 - Planning activities are underway. November 2021 - Planning activities are ongoing. April 2021 - The project is in planning. January 2021 - Study activities are underway. August 2020 - Study activities are underway. August 2020 - GOOG announced plans to develop a third data center in Douliu, Yunlin, Taiwan. | Project work on Schedule | 1 | Not Funded / Unconfirmed | Private | Google Asia Pacific Pte Ltd
561731 | 561731 | 2026-03-17 08:01 | GIOIA – Butzbach Data Center Campus – Hesse | GIOIA – Butzbach Data Center Campus – Hesse | https://construction.globaldata.com/Projects/Overview/561731 | Announced | Parent | 500 | 2026 Q1 | 2027 Q3 | 2029 Q4 | Europe | Germany | Hesse | Butzbach |  |  | Commercial & Leisure | Data Center | Data Center |  | Medium | New | Onshore | GIOIA UG is planning to construct a data center complex on the North Commercial and Industrial Zone in Butzbach, Hesse, Germany. The project involves the construction of a 40MW data center on a 3ha land area, administrative facilities, and a parking facility, and the installation of an on-site power generation system and power facilities. The project will be developed in phases. Phase I includes the construction of a data center hall with IT power capacity of 10MW. RheinEnergie AG and Energie und Versorgung Butzbach GmbH (EVB) have been appointed as the associate developer. RheinEnergie AG will build an on-site power generation system, and EVB will provide the electricity to the project. Butzbach City initiated the development plan procedure for the North Commercial and Industrial Zone in September 2020 and adopted the development plan in Jun 2025. The project will create a moderate, double-digit number of skilled jobs. GIOIA presented the project concept and discussed potential uses of digital resources with the Butzbach City administration in the first quarter of 2026. Further in-depth discussions among all participating partners will be held in 2026. The project is currently in its early stage of development, and construction work is expected to begin within the next few years. | 50.4265 | 8.5431 | The project involves the construction of a data center complex on the North Commercial and Industrial Zone in Butzbach, Hesse, Germany. The US$500 million project includes the following: 1. Construction of a 40MW data center on a 3ha land area 2. Construction of administrative facilities 3. Construction of a parking facility 4. Installation of an on-site power generation system and power facilities |  |  |  | March 2026 - GIOIA announced plans to construct a data center complex in Butzbach. | Project Plan Announced | 1 | Not Funded / Unconfirmed | Private | GIOIA UG
414808 | 414808 | 2026-03-17 06:07 | LEW TelNet – Oberhausen The LEW Green Data Center – Bavaria | LEW TelNet – Oberhausen The LEW Green Data Center – Bavaria | https://construction.globaldata.com/Projects/Overview/414808 | Construction Complete | Parent | 32 | 2023 Q1 | 2023 Q4 | 2025 Q2 | Europe | Germany | Bavaria | Augsburg | in the immediate vicinity of the main traffic arteries B17 and A8 in Augsburg-Oberhausen. |  | Commercial & Leisure | Data Center | Data Center | Solar PV |  | New | Onshore | LEW TelNet GmbH, a division of Lechwerke AG (LEW), constructed the LEW Green Data Center in Augsburg-Oberhausen, Bavaria, Germany. The project involved the construction of a co-location data center campus in two phases, each with two server rooms and a 2MW consumption capacity with green roofs and facades, four server rooms on a 1,900m2 area with 600 racks, administrative facilities, and car parking facilities with e-charging stations, and the installation of a 2.5MWp rooftop and ground PV system, air-to-air heat exchangers, UPS systems using kinetic energy storage in the place of batteries, own server and storage systems, evaporative cooling systems, a waste heat recovery system, and power facilities. GOLDBECK GmbH has been appointed as the general contractor. | 48.4069 | 10.8561 | The project involved the construction of the LEW Green Data Center in Augsburg-Oberhausen, Bavaria, Germany. The US$32 million project includes the following: 1. Construction of a co-location data center campus in two phases, each with two server rooms and a 2MW consumption capacity, with green roofs and facades 2. Construction of four data center modules on a 1,900m2 area with 600 racks 3. Construction of administrative facilities 4. Construction of car parking facilities with e-charging stations 5. Installation of a 2.5MWp rooftop and ground photovoltaic (PV) system 6. Installation of air-to-air heat exchangers 7. Installation of UPS systems using kinetic energy storage in place of batteries 8. Installation of evaporative cooling systems 9. Installation of a waste heat recovery system 10. Installation of power facilities | Colocation Data Center; District Heating/Cooling System; Green data center; Green Roof; Solar Rooftop | A colocation data center was built in the immediate vicinity of the B17 and A8 Motorways in Augsburg-Oberhausen. The project aims to build secure, highly available, and high-performance infrastructure with an innovative, comprehensive energy concept. The project also aims to offer the most modern structural and technical infrastructure for data and physical IT security, attractive rental options and services, and flexible connection services for customer systems. The heat generated will be used for the purpose of district heating. The project will be built according to the ISO/IEC 27001 certification and DIN EN 50600 certification with availability class three, physical security protection class three, and energy measurement granularity level two. The project will receive the energy supply for its regular operation through their own photovoltaic systems directly on site and on roof of the data center buildings and from regional hydropower. The LEW Green Data Center will be characterized with the new Energy Efficiency Act (EnEfG) and particularly targeted with PUE value (power usage effectiveness) less than 1.2. | https://www.green-data-center.de/ | May 2025 - Construction work completed. December 2024 - Construction activities are underway. January 2024 - Construction activities are underway. December 2023 - Construction work on Phase One (Server Room I & II) commenced. November 2023 - GOLDBECK GmbH has been appointed as the general contractor. October 2023 - Excavation, civil engineering and drainage works are underway. August 01, 2023 - Excavation work commenced with the ground-breaking ceremony. June 2023 - Excavation work commenced. February 2023 - LEW TelNet GmbH announced plans to construction a green data center in Augsburg-Oberhausen. | Construction Completed | 5 | Not Funded / Unconfirmed | Private | LEW TelNet GmbH | GOLDBECK GmbH
419337 | 419337 | 2026-03-16 17:54 | 8090 Industries/ AIP/ Fidelis New Energy – Monarch Cloud Campus – West Virginia | 8090 Industries/ AIP/ Fidelis New Energy – Monarch Cloud Campus – West Virginia | https://construction.globaldata.com/Projects/Overview/419337 | Planning | Parent | 5000 | 2023 Q1 | 2026 Q3 | 2028 Q4 | North America | United States | West Virginia |  |  | 25247 | Commercial & Leisure | Data Center | Data Center |  | Medium | New | Onshore | American Intelligence and Power Corp (AIP Corp), a joint venture between Fidelis New Energy and 8090 Industries, is planning to build the Monarch Cloud Campus in Mason County, West Virginia, the US. The project involves the construction of a hyperscale data center campus with a consumption capacity of 2,000MW. It involves the construction of server rooms, electrical substations, storage rooms, office spaces, and car parking facilities and the installation of racks and safety and security systems. The campus will be developed in multiple phases. The first phase includes the construction of a 2,000MW data center and is expandable up to 8GW in future phases on 963ha of land. The facility has been committed to operating on natural gas, and it will utilize a water cooling system. The facility is equipped with Caterpillar's G3516 natural gas generator. The delivery of the generator is expected between September 2026 and August 2027. The construction works are scheduled to commence in 2026 and are to be completed in 2027. | 38.7499 | -82.0525 | The project involves the construction of a 2,000MW data center campus in Mason County, West Virginia, the US. The US$5,000 million project includes the following: 1. Construction of server rooms 2. Construction of electrical substations 3. Construction of storage rooms 4. Construction of office spaces 5. Construction of car parking facilities 6. Installation of racks 7. Installation of safety and security systems | Heating, ventilation and air conditioning (HVAC); Hyperscale Data Center | A data center campus is planned to be built in Mason County, West Virginia. The aim is to support the border ARCH2 Hydrogen Hub and to serve as a major anchor in the region. | https://www.aipcorp.com/ | March 2026 - Planning activities are underway. August 2025 - Planning activities are underway. September 11, 2024 - We have not been able to obtain further updates on this project. We have retained the same project stage and amended the key dates accordingly. We will update the profile as soon as we obtain any new information. October 2023 - Planning activities are underway. Q1 2023 - Fidelis New Energy has announced plans to build Monarch Cloud Campus in mason County, West Virginia. | Project work on Schedule | 1 | Not Funded / Unconfirmed | Private | 8090 Industries;American Intelligence and Power Corp;Fidelis New Energy LLC
525201 | 525201 | 2026-03-16 17:52 | Lancom – Thessaloniki Balkan Gate I Data Center Expansion – Central Macedonia | Lancom – Thessaloniki Balkan Gate I Data Center Expansion – Central Macedonia | https://construction.globaldata.com/Projects/Overview/525201 | Planning | Parent | 25 | 2022 Q3 | 2026 Q4 | 2028 Q1 | Europe | Greece | Central Macedonia | Thessaloniki | Stadiou, Kalochori | 54628 | Commercial & Leisure | Data Center | Data Center |  | Low | Expansion | Onshore | Lancom is planning to undertake the expansion of a Tier III colocation data center called "Balkam Gate I" at Stadiou in Kalochori, Thessaloniki, Central Macedonia, Greece. The project involves the construction of a 7,500m2 data center. It includes data halls, racks, conference rooms, break rooms, meet-me rooms, server rooms and parking spaces, and the installation of safety and security systems. The facility is committed to operating on renewable energy. It utilizes a free-air cooling system. It has 2N+1 UPS redundancy and N+1 diesel generators for power backup. It is designed to meet DSS PCI, ISO 27001, ISO 9001, and ISO 27017 certificates. | 40.6334 | 22.9435 | The project involves the construction of a 7,500m2 data center at Stadiou in Kalochori, Thessaloniki, Central Macedonia, Greece.. The US$25 million project includes the following: 1. Construction of data halls 2. Construction of conference rooms 3. Construction of break rooms 4. Construction of server rooms 5. Construction of a substation 6. Construction of meet-me rooms 7. Construction of parking spaces 8. Installation of UPS/generators 9. Installation of safety and security systems | Colocation Data Center; Tier 3 Data Center |  |  | March 16, 2026 - We have not been able to obtain further updates on this project. We have retained the same project stage and amended the key dates accordingly. We will update the profile as soon as we obtain any new information. August 2025 - Planning activities are underway. June 2025 - Planning activities are underway. January 2025 - Planning activities are underway. April 2024 - Planning activities are underway. Q3 2022 - Lancom announced plans to expand the Balkan Gate data center in Greece. | Information Unavailable |  | Not Funded / Unconfirmed | Private | Lancom
492418 | 490852 | 2026-03-16 17:50 | Lian Grp/ PolarDC – DRA01 Data Center: Phase II – Telemark | Lian Grp/ PolarDC – DRA01 Data Center – Telemark | https://construction.globaldata.com/Projects/Overview/492418 | Planning | Sub | 185 | 2024 Q3 | 2027 Q1 | 2028 Q3 | Europe | Norway | Telemark |  | Tørdal, Drangedal Municipality (NO2 Region, 219 km from Oslo) |  | Commercial & Leisure | Data Center | Data Center |  | Low | New | Onshore | Polar DC and Lian Group (LG) are planning to build a Tier III colocation data center in Varpet Industrial area, Tordal, Drangedal Municipality, Telemark, Norway. The project involves the construction of a data center with a consumption capacity of 40MW. It includes the construction of server rooms, meeting rooms, an administrative space, electric distribution rooms, and generator rooms and the installation of racks, generators, and safety and security systems. The project will be powered by 100% renewable hydroelectric energy and has a target Power Usage Effectiveness PUE of 1.12. It will utilize a free cooling and rear door or direct liquid cooling systems. It will be equipped with EXL S1 uninterruptible power supply (UPS) with N+1 redundancy. It is designed to meet ISO 27001, ISO 50001, ISO 9001 and ISO/IEC 20000 certifications. Vertiv Group has been appointed as the design and engineering consultant and Black and White Design as the lead consultant. | 59.2166 | 8.708 | The project involves the construction of a data center with a consumption capacity of 40MW in Tordal, Drangedal Municipality, Telemark, Norway. The US$185 million project includes the following: 1. Construction of server rooms 2. Construction of meeting rooms 3. Construction of an administrative space 4. Construction of electric distribution rooms 5. Construction of generator rooms 6. Installation of racks 7. Installation of generators/UPS 8. Installation of safety and security systems | Colocation Data Center; Tier 3 Data Center |  |  | March 2026 - Planning activities are underway. November 2025 - Planning activities are underway. August 2025 - Planning activities are underway. April 2025 - Planning activities are underway. March 2025 - Planning activities are underway. December 2024 - Planning activities are underway. Q3 2024 - Polar DC and LG announced plans to build a data center in Tørdal. | No Major Development | 0 | Not Funded / Unconfirmed | Private | Lian Group;PolarDC Group Ltd |  | Vertiv Group Corp. | Black and White Design
538481 | 538481 | 2026-03-16 17:36 | Digital Realty – ATH5 Data Center – Attica | Digital Realty – ATH5 Data Center – Attica | https://construction.globaldata.com/Projects/Overview/538481 | Planning | Parent | 190 | 2023 Q3 | 2026 Q4 | 2027 Q4 | Europe | Greece | Attica | Athens | Kifisias 37A, Marousi | 15123 | Commercial & Leisure | Data Center | Data Center |  | Low | New | Onshore | Digital Realty Trust Inc is planning to undertake the construction of a colocation data center in Athens, Attica, Greece. The project involves the construction of an 11,000m2 data center with a construction capacity of 15MW on 1.21ha of land. It includes data halls, a substation, conference rooms, break rooms, meet-me rooms, server rooms and parking spaces, and the installation of racks and safety and security systems. It is equipped with reliable uninterruptible power supply (UPS) units and diesel generators for backup power systems. It also features an advanced cooling system, ensuring optimal performance and efficiency with maximum reliability. In August 2023, Hill International (Hellas) S.A. was appointed as the project management consultant. | 38.033 | 23.7919 | The project involves the construction of an 11,000m2 data center with a construction capacity of 15MW on 1.21ha of land in Athens, Attica, Greece. The US$190 million project includes the following: 1. Construction of data halls 2. Construction of conference rooms 3. Construction of break rooms 4. Construction of server rooms 5. Construction of a substation 6. Construction of meet-me rooms 7. Construction of parking spaces 8. Installation of UPS/generators 9. Installation of racks 10. Installation of safety and security systems | Colocation Data Center; Emergency power/Backup power; Heating, ventilation and air conditioning (HVAC) |  |  | March 2026 - The project is in the early stages of planning. November 2025 - The project is in the early planning stage. September 2025 - The project is in the early planning stage. June 2025 - The project is in the early planning stage. February 2025 - Planning works are underway. December 2023 - Digital Realty purchased 1.12ha of project site for US$6 million at the existing Athens data center campus. August 2023 - Digital Realty announced plans to build a data center in Greece. | No Major Development | 0 | Not Funded / Unconfirmed | Private | Digital Realty Trust Inc |  |  | Hill International (Hellas) S.A.
505592 | 505592 | 2026-03-16 17:24 | Gapyeong County – Gapyeong Data Center – Gyeonggi-do | Gapyeong County – Gapyeong Data Center – Gyeonggi-do | https://construction.globaldata.com/Projects/Overview/505592 | Planning | Parent | 1152 | 2025 Q2 | 2026 Q2 | 2028 Q4 | Asia-Pacific | South Korea | Gyeonggi-do | Gapyeong | Hasaek-ri | 12426 | Commercial & Leisure | Data Center | Data Center |  | Low | New | Onshore | Gapyeong County Council is planning to build a hyperscale data center in Hasaek-ri, Gapyeong-eup, Gyeonggi-do, South Korea. The project involves the construction of three data centers with 84,000m2, two underground floors and four above-ground floors with a capacity of 40MW each. It includes the construction of server rooms with racks, control rooms, server rooms, an administrative space, storage space, meet-me rooms, and the installation of generators, air conditioning, safety, and security systems. Marston Investment Management Co., Ltd has been appointed as a financial advisor, LS Cable as a design consultant, and LS Electric as a supply contractor. The facility draws power from the utility grid supplied by the Korea Electric Power Corp (KEPCO). Construction works are expected to be completed by 2028. | 37.8117 | 127.4792 | The project involves the construction of three data centers with 84,000m2, two underground floors and four above-ground floors with a capacity of 40MW each in Hasaek-ri, Gapyeong-eup, Gyeonggi-do, South Korea. The US$1,152 million project includes the following: 1. Construction of server rooms with racks 2. Construction of control rooms 3. Construction of server rooms 4. Construction of an administrative space 5. Construction of storage space 6. Construction of meet-me rooms 7. Installation of generators 8. Installation of equipment 9. Installation of advanced cooling systems 10. Installation of safety and security systems | Heating, ventilation and air conditioning (HVAC); Hyperscale Data Center |  |  | March 2026 - Planning activities are underway. July 2025 - LS Cable and LS Electric signed a Memorandum of Understanding (MoU) with KEPCO for the developement of project. May 2025 - Project is in early stages of development. Q2 2025 - Gapyeong-gun announced plans to build data centers in Gyeonggi-do. | No Major Development | 0 | Not Funded / Unconfirmed | Public | Gapyeong County Council |  | LS Cables
561561 | 561561 | 2026-03-16 16:47 | FRV Spain – Lusitanus Data Center Complex – Extremadura | FRV Spain – Lusitanus Data Center Complex – Extremadura | https://construction.globaldata.com/Projects/Overview/561561 | Study | Parent | 3229 | 2026 Q1 | 2029 Q1 | 2033 Q1 | Europe | Spain | Extremadura | Badajoz | in the Expacio Mérida area |  | Commercial & Leisure | Data Center | Data Center |  | Medium | New | Onshore | Fotowatio Renewable Ventures (FRV) is planning the construction of the Lusitanus Data Processing Center in ExpacioMérida, Extremadura, Spain. The project involves the construction of a data center on a 24ha area. The project also includes the construction of technical rooms, server rooms, administrative facilities, parking facilities, and the installation of electrical equipment. The project will also impact sectors such as engineering, telecommunications, security, specialized maintenance, and advanced services, creating new jobs in the AI sector. The project is in the early stages of development; more details and the construction timeline are yet to be fixed. | 38.918 | -6.3498 | The project involves the construction of the Lusitanus Data Processing Center in ExpacioMérida, Extremadura, Spain. The US$3,229 million project includes the following: 1. Construction of a data center on a 24ha area 2. Construction of technical rooms 3. Construction of server rooms 4. Construction of administrative facilities 5. Construction of parking facilities 6. Installation of electrical equipment | Green data center |  |  | March 2026 - Preliminary studies are underway. February 2026 - Fotowatio Renewable Ventures (FRV) announced plans to build the Lusitanus data center in Expacio Mérida. | Project work on Schedule | 1 | Not Funded / Unconfirmed | Private | Fotowatio Renewable Ventures SLU
537748 | 537748 | 2026-03-16 15:27 | Balloonist – Red Cedar Data center – Wisconsin | Balloonist – Red Cedar Data center – Wisconsin | https://construction.globaldata.com/Projects/Overview/537748 | On Hold | Parent | 1600 | 2025 Q3 | Awaiting Confirmation |  | North America | United States | Wisconsin |  | 650th and 690th avenue |  | Commercial & Leisure | Data Center | Data Center |  |  | New | Onshore | Balloonist LLC is planning to undertake the construction of a data center in Red Cedar, Dunn County, Wisconsin, the US. The project involves the construction of a colocation data center on 131ha of land. It includes the construction of data halls, meet-me rooms, server rooms, a substation, a parking facility and the installation of safety and security systems. It will be equipped with reliable uninterruptible power supply (UPS) units and generators for backup power systems. It also features an advanced cooling system, ensuring optimal performance and efficiency with maximum reliability. Once completed, the data center will utilize 75,000 gallons of water per day cooling the facility. | 44.9071 | -91.8296 | The project involves the construction of a data center on 131ha of land in Red Cedar, Dunn County, Wisconsin, the US. The US$1,600 million project includes the following: 1. Construction of data halls 2. Construction of meet-me rooms 3. Construction of server rooms 4. Construction of a substation 5. Construction of a parking facility 6. Installation of generators and uninterruptible power supply (UPS) units 7. Installation of the cooling system 8. Installation of safety and security systems | Colocation Data Center; Heating, ventilation and air conditioning (HVAC) |  |  | March 2026 - The project is still on hold and the City of Menomonie is seeking public comments on potential revisions to the new ordinance for the data center developments. September 2025 - The project is put on hold. August 2025 - The project has received a rezoning and annexation request for land from the Menomonie City Council. Q3 2025 - Balloonist LLC announced plans to build a data center in Red Cedar | No Major Development | 0 | Not Funded / Unconfirmed | Private | The Balloonist LLC
539177 | 539177 | 2026-03-16 15:25 | MDA – Sarihyeon-dong Data Center – Gyeonggi-do | MDA – Sarihyeon-dong Data Center – Gyeonggi-do | https://construction.globaldata.com/Projects/Overview/539177 | Planning | Parent | 220 | 2024 Q1 | 2026 Q4 | 2028 Q1 | Asia-Pacific | South Korea | Gyeonggi-do | Goyang-si |  | MRWW+F6C | Commercial & Leisure | Data Center | Data Center |  | Low | New | Onshore | MDA No Two is planning to undertake the construction of a colocation data center at 130-3 Sarihyeon-dong, Goyang-si, Gyeonggi-do, South Korea. The project involves the construction of a three-story underground and three-story above-ground 18,683m2 data center. It includes data halls, a substation, conference rooms, break rooms, meet-me rooms, server rooms and parking spaces, and the installation of racks and safety and security systems. The facility will feature an advanced cooling system, ensuring optimal performance and efficiency with maximum reliability. In 2024, MDA No. 2 secured conditional planning approvals from the Goyang City Council. The construction works are scheduled to be completed in the first quarter of 2028. | 37.696 | 126.8458 | The project involves the construction of a three-story underground and three-story above-ground 18,683m2 data center at 130-3 Sarihyeon-dong, Goyang-si, Gyeonggi-do, South Korea. The US$220 million project includes the following: 1. Construction of data halls 2. Construction of conference rooms 3. Construction of break rooms 4. Construction of server rooms 5. Construction of a substation 6. Construction of meet-me rooms 7. Construction of parking spaces 8. Installation of UPS/generators 9. Installation of racks 10. Installation of safety and security systems | Colocation Data Center; Heating, ventilation and air conditioning (HVAC) |  |  | March 2026 - We have not been able to obtain further updates on this project. We have retained the same project stage and amended the key dates accordingly. We will update the profile as soon as we obtain any new information. September 2025 - MDA No. 2 is facing opposition from residents and is in the process of purchasing land for construction. March 2025 - Planning activities are underway. September 2024 - MDA No. 2 secured conditional planning approval from the Goyang City Council. Q1 2024 - MDA No. 2 announced plans to build a data center in South Korea. | Information Unavailable |  | Not Funded / Unconfirmed | Private | MDA No Two
493270 | 493270 | 2026-03-16 15:22 | Beacon Data – Beacon Heartland Artificial Intelligence Hub – Alberta | Beacon Data – Beacon Heartland Artificial Intelligence Hub – Alberta | https://construction.globaldata.com/Projects/Overview/493270 | Planning | Parent | 2750 | 2024 Q3 | 2027 Q4 | 2031 Q4 | North America | Canada | Alberta | Edmonton | Strathcona County |  | Commercial & Leisure | Data Center | Data Center |  | Low | New | Onshore | Beacon Data Centres is planning to construct a data center in Strathcona County, Edmonton, Alberta, Canada. The project involves the construction of Tier IV colocation data center with a consumption capacity of 400MW. It includes the construction of a data halls, server rooms, a sub station, meet-me rooms, break rooms and installation of safety and security systems. The facility will use 200 INNIO Jenbacher J624 lean-burn natural gas reciprocating engine generator and the power to the project is delivered by Alberta provincial grid through several transmission lines. It uses Closed-loop glycol cooling. In May 2025, Stantec Inc was appointed to provide architecture, building engineering, sustainability, transportation, civil, environmental, geomatics, and project management for the project. | 53.6222 | -113.4506 | The project involves the construction of colocation data center with a consumption capacity of 400MW in Strathcona County, Edmonton, Alberta, Canada. The US$2,750 million project includes the following: 1. Construction of data halls 2. Construction of server rooms 3. Construction of a substation 4. Construction of meet-me rooms 5. Construction of break rooms 6. Installation of safety and security systems | Colocation Data Center; Heating, ventilation and air conditioning (HVAC); Tier 4 Data Center |  |  | March 2026 - Planning activities are underway. May 2025 - Stantec Inc was appointed as a contractor to provide architecture, building engineering, sustainability, transportation, civil, environmental, geomatics, and project management for the project. April 2025 - AESO connection process is underway. December 2024 - Beacon Data Centres was submitted AESO Connection list. Q3 2024 - Beacon Data Centres announced plans to construct a data center in Strathcona County. | No Major Development | 0 | Not Funded / Unconfirmed | Private | Beacon Data Centres |  | Stantec Architecture Ltd | Montrose Environmental Group Inc;Stantec Architecture Ltd
504416 | 504416 | 2026-03-16 15:16 | Stack Infra – COP02B Copenhagen Data Center – Capital Region | Stack Infra – COP02B Copenhagen Data Center – Capital Region | https://construction.globaldata.com/Projects/Overview/504416 | Construction Complete | Parent | 50 | 2021 Q1 | 2024 Q1 | 2026 Q1 | Europe | Denmark | Capital Region | Copenhagen | at Blekinge Blvd., Taastrup. | 2630 | Commercial & Leisure | Data Center | Data Center |  |  | New | Onshore | Stack Infrastructure has undertaken the construction of a colocation data center at Blekinge Blvd., Taastrup in Copenhagen, Capital Region, Denmark. The project involved the construction of a 12,207m2, 24MW colocation data center. It included the construction of a substation, server rooms, office spaces, and parking spaces, and the installation of electrical equipment, security and safety systems. The facility will be powered by renewable energy. The country’s cool climate enables energy-efficient cooling, reducing both environmental impact and operational costs. | 55.643 | 12.257 | The project involved the construction of a 12,207m2, 24MW colocation data center at Blekinge Blvd., Taastrup in Copenhagen, Capital Region, Denmark. The US$50 million project includes the following: 1. Construction of a substation 2. Construction of server rooms 3. Construction of office spaces 4. Construction of cycle tracks 5. Construction of parking spaces 6. Installation of electrical equipment 7. Installation of security and safety systems | Colocation Data Center |  |  | January 2026 - Construction completed. May 2025 - Construction works are well underway. February 2024 - Construction works are underway. Q1 2021 - Stack Infrastructure announced plans to build a data center in Denmark. | Construction Completed | 5 | Not Funded / Unconfirmed | Private | Stack Infrastructure
492591 | 492591 | 2026-03-16 15:13 | Stack Infra – COP02A Copenhagen Data Center – Capital Region | Stack Infra – COP02A Copenhagen Data Center – Capital Region | https://construction.globaldata.com/Projects/Overview/492591 | Construction Complete | Parent | 500 | 2021 Q1 | 2024 Q1 | 2026 Q1 | Europe | Denmark | Capital Region | Copenhagen | at Blekinge Blvd., Taastrup | 2630 | Commercial & Leisure | Data Center | Data Center |  |  | New | Onshore | Stack Infrastructure has undertaken the construction of a colocation data center at Blekinge Blvd., Taastrup, in Copenhagen, Capital Region, Denmark. The project involved the construction of a 21,658m2, 48MW colocation data center. It included the construction of a substation, server rooms, office spaces, and parking spaces, and the installation of electrical equipment, security and safety systems. The facility will be powered by renewable energy. The country’s cool climate enables energy-efficient cooling, reducing both environmental impact and operational costs. | 55.6443 | 12.2581 | The project involved the construction of a 21,658m2, 48MW data center at Blekinge Blvd., Taastrup in Copenhagen, Capital Region, Denmark. The US$500 million project includes the following: 1. Construction of a substation 2. Construction of server rooms 3. Construction of office spaces 4. Construction of cycle tracks 5. Construction of parking spaces 6. Installation of electrical equipment 7. Installation of chillers 8. Installation of security and safety systems | Colocation Data Center; Heating, ventilation and air conditioning (HVAC) |  |  | January 2026 - Construction completed. May 2025 - Construction works are underway. October 2024 - Construction works are underway. Q1 2021 - Stack Infrastructure announced plans to build a data center in Denmark. | Construction Completed | 5 | Not Funded / Unconfirmed | Private | Stack Infrastructure
268858 | 268858 | 2026-03-16 15:12 | Evermore – Giants Park Data Center – City of Belfast | Evermore – Giants Park Data Center – City of Belfast | https://construction.globaldata.com/Projects/Overview/268858 | Planning | Parent | 35 | 2017 Q1 | 2027 Q1 | 2029 Q4 | Europe | United Kingdom | City of Belfast | Belfast | Giant's Park, Belfast | BT3 9LZ | Commercial & Leisure | Data Center | Data Center |  | Low | New | Onshore | Evermore Ltd (Evermore) is planning to construct a data center at Giant's park in Northern Ireland, the UK. The project involves the construction of a data center on 1.7ha of land. It includes the construction of server rooms, meeting rooms, an administrative space, parking facilities, and the installation of equipment. Lisney, a commercial estate agent has been appointed as a marketing consultant on behalf of Belfast City Council (BCC). In September 2018, the project secured outline planning permission from the BCC. Evermore is in the process of selling the project to another developer. | 54.5968 | -5.9254 | The project involves the construction of a data center on 1.7ha of land in Northern Ireland, the UK. The US$35 million (GBP27 million) project includes the following: 1. Construction of server rooms 2. Construction of meeting rooms 3. Construction of an administrative space 4. Construction of parking facilities 5. Installation of equipment | Colocation Data Center |  |  | March 2026 - Evermore is in the process of selling the project to another developer. May 2025 - Evermore is in the process of selling the project to another developer. October 22, 2024 - We have not been able to obtain further updates on this project. We have retained the same project stage and amended the key dates accordingly. We will update the profile as soon as we obtain any new information. March 04, 2024 - We have not been able to obtain further updates on this project. We have retained the same project stage and amended the key dates accordingly. We will update the profile as soon as we obtain any new information. July 2023 - We have not been able to obtain further updates on this project. We have retained the same project stage and amended the key dates accordingly. We will update the profile as soon as we obtain any new information. September 2022 - Planning activities are underway. January 2022 - Planning activities are underway. November 2021 - Planning activities are underway. May 26, 2021 - We have not been able to obtain further updates on this project. We have retained the same project stage and amended the key dates accordingly. We will update the profile as soon as we obtain any new information. February 2020 - We have not been able to obtain further updates on this project. We have retained the same project stage and amended the key dates accordingly. We will update the profile as soon as we obtain any new information. March 08, 2019 - We have not been able to obtain further updates on this project. We have retained the same project stage and amended the key dates accordingly. We will update the profile as soon as we obtain any new information. September 04, 2018 - The project has secured outline planning permission from the Belfast City Council. Q1 2017 - EL has announced the project plans. | No Major Development | 0 | Not Funded / Unconfirmed | Private | Evermore Ltd |  |  | Lisney
419605 | 419605 | 2026-03-16 15:09 | AWS – Elliot Road Data Center Campus – Arizona | AWS – Elliot Road Data Center Campus – Arizona | https://construction.globaldata.com/Projects/Overview/419605 | Planning | Parent | 800 | 2021 Q4 | 2027 Q2 | 2028 Q4 | North America | United States | Arizona | Mesa | Elliot Road, next to Apple Data Center | AZ 85212 | Commercial & Leisure | Data Center | Data Center |  | Medium | New | Onshore | Amazon Web Services Inc. (AMZN) is planning to construct a hyperscale data center at Elliot Road, next to the Apple data center in Mesa, Arizona, the US. The project involves the construction of two data centers buildings comprising 42,176m2 on 17.3ha of land. It includes the construction of 644m2 security building, an administrative space, server rooms with racks, meeting rooms, and the installation of safety and security systems. Kimley-Horn and Associates Inc. has been appointed as the design consultant. In September 2023, AMZN filed pre-submittal documents with the Mesa City Council. | 33.3487 | -111.6108 | The project involves the construction of two data centers comprising 42,606m2 on 17.3ha of land in Mesa, Maricopa County, Arizona, the US. The US$800 million project includes the following: 1. Construction of 644m2 security building 2. Construction of an administrative space 3. Construction of server rooms with racks 4. Construction of meeting rooms 5. Installation of safety and security systems | Hyperscale Data Center | AMZN acquired the site in December 2021. |  | March 2026 - Planning activities are underway. June 2025 - Planning activities are underway. April 2025 - Received approvals from the City Council. August 2024 - The project is awaiting for approval. January 2024 - Amazon Inc. has filed plans to the city of Mesa’s planning and zoning board. October 2023 - Planning activities are underway. Q4 2021 - AMZN announced plans to build a data center in Mesa. | No Major Development | 0 | Not Funded / Unconfirmed | Private | Amazon Web Services Inc |  | Kimley-Horn and Associates Inc
419606 | 419606 | 2026-03-16 15:05 | AWS – Pecos Road Data Center Campus – Arizona | AWS – Pecos Road Data Center Campus – Arizona | https://construction.globaldata.com/Projects/Overview/419606 | Planning | Parent | 800 | 2021 Q4 | 2027 Q2 | 2028 Q4 | North America | United States | Arizona | Mesa | 10464 East Pecos Road, just east of the Legacy Park sports complex | AZ 85212 | Commercial & Leisure | Data Center | Data Center |  | Medium | New | Onshore | Amazon Web Services Inc (AMZN) is planning to construct a hyperscale data center at 10464 East Pecos Road, just east of the Legacy Park sports complex in Mesa, Arizona, the US. The project involves the construction of a 42,176m2 data center on 28.8ha of land. It includes administrative space, server rooms with racks, meeting rooms, and the installation of generators, cooling systems, and safety and security systems. Kimley-Horn and Associates Inc. has been appointed as the design consultant. In September 2023, AMZN filed pre-submittal documents with the Mesa City Council. | 33.2974 | -111.6067 | The project involves the construction of a 43,250m2 data center on 28.8ha of land in Mesa, Maricopa County, Arizona, the US. The US$800 million project includes the following: 1. Construction of an administrative space 2. Construction of server rooms with racks 3. Construction of meeting rooms 4. Installation of generators 5. Installation of cooling systems 6. Installation of safety and security systems | Hyperscale Data Center |  |  | March 2026 - Planning activities are underway. June 2025 - Planning activities are underway. April 2025 - Received approvals from the City Council. August 2024 - The project is awaiting for approval. January 2024 - Amazon Inc. has filed plans to the city of Mesa’s planning and zoning board. October 2023 - Planning activities are underway. Q4 2021 - AMZN announced plans to build a data center in Mesa. | No Major Development | 0 | Not Funded / Unconfirmed | Private | Amazon Web Services Inc |  | Kimley-Horn and Associates Inc
537825 | 537825 | 2026-03-16 14:13 | Godas / Hankyu Hanshin Prop – Ibaraki Data Center – Osaka | Godas / Hankyu Hanshin Prop – Ibaraki Data Center – Osaka | https://construction.globaldata.com/Projects/Overview/537825 | Planning | Parent | 347 | 2025 Q3 | 2027 Q2 |  | Asia-Pacific | Japan | Osaka | Ibaraki |  |  | Commercial & Leisure | Data Center | Data Center |  | Medium | New | Onshore | Goda Co., Ltd, and Hankyu Hanshin Properties Co., Ltd, are planning to build a hyperscale data center in Ibaraki, Osaka, Japan. The project involves the construction of a 23,467m2 data center with five stories above ground and two stories below ground. It includes the construction of server rooms with racks, control rooms, an administrative space, storage space, meet-me rooms, and the installation of generators, air conditioning, safety, and security systems. The project is committed to operating on 100% renewable energy (solar). ESR Group was appointed as an associate developer. Construction works are expected to be completed by 2029. | 34.8522 | 135.4686 | The project involves the construction of a 23,467m2 data center with five-story above ground and two-story below ground in Ibaraki, Osaka, Japan. The US$347 million project includes the following: 1. Construction of server rooms with racks 2. Construction of control rooms 3. Construction of an administrative space 4. Construction of storage space 5. Construction of meet-me rooms 6. Installation of generators 7. Installation of equipment 8. Installation of advanced cooling systems 9. Installation of safety and security systems | Green data center; Heating, ventilation and air conditioning (HVAC); Hyperscale Data Center |  |  | March 16, 2026 - We have not been able to obtain further updates on this project. We have retained the same project stage and amended the key dates accordingly. We will update the profile as soon as we obtain any new information. September 2025 - Goda signed an agreement with ESR Group for the develop of the project. Q3 2025 - Goda and Hankyu Hanshin Properties announced plans to build a data center in Ibaraki. | Information Unavailable |  | Not Funded / Unconfirmed | Private | Godas Co Ltd;Hankyu Hanshin Properties Corp.
381724 | 381724 | 2026-03-16 14:04 | Bosung Grp/ Diode Ven/ TGK – Haenam SolaSeaDo Data Center – Jeollanam-do | Bosung Grp/ Diode Ven/ TGK – Haenam SolaSeaDo Data Center – Jeollanam-do | https://construction.globaldata.com/Projects/Overview/381724 | Planning | Parent | 2000 | 2022 Q3 | Awaiting Confirmation |  | Asia-Pacific | South Korea | Jeollanam-do | Haenam |  |  | Commercial & Leisure | Data Center | Data Center |  | Low | New | Onshore | Bosung Group, TGK Inc. and Diode Ventures LLC are planning to build a data center in Haenam, Jeollanam-do, South Korea. The project involves the construction of five data centers with 40MW each with an overall consumption capacity of 200MW data center on 20ha of land. It includes the construction of server rooms, an administrative space, parking spaces, the installation of equipment and machinery, and safety and security systems. | 34.5247 | 126.2075 | The project involves the construction of five data centers with 40MW each with an overall consumption capacity of 200MW data center on 20ha of land in Haenam, Jeollanam-do, South Korea. The US$2,000 million project includes the following: 1. Construction of server rooms 2. Construction of an administrative space 3. Construction of parking spaces 4. Installation of equipment and machinery 5. Installation of safety and security systems | Heating, ventilation and air conditioning (HVAC); Hyperscale Data Center |  |  | March 16, 2026 - We have not been able to obtain further updates on this project. We have retained the same project stage and amended the key dates accordingly. We will update the profile as soon as we obtain any new information. September 29, 2025 - We have not been able to obtain further updates on this project. We have retained the same project stage and amended the key dates accordingly. We will update the profile as soon as we obtain any new information. December 05, 2024 - We have not been able to obtain further updates on this project. We have retained the same project stage and amended the key dates accordingly. We will update the profile as soon as we obtain any new information. February 2024 - Planning activities are underway. March 2023 - Planning activities are underway. October 2022 - Planning activities are underway. September 28, 2022 - Bosung signed an investment agreement with TGK and Diode Ventures for the development of the project. Q3 2022 - Bosung Group, TGK Inc, and Diode Ventures LLC announced a plan to build a data center in Haenam. | Information Unavailable |  | Not Funded / Unconfirmed | Private | Bosung Group;Diode Ventures LLC;TGK Inc
469259 | 469034 | 2026-03-16 13:54 | AWS – Wallula Gap Data Center: Phase IV – Washington | AWS – Wallula Gap Data Center – Washington | https://construction.globaldata.com/Projects/Overview/469259 | Planning | Sub | 1200 | 2024 Q2 | 2028 Q4 | 2032 Q4 | North America | United States | Washington | Walla Walla | Wallula Gap Business Park | 99362 | Commercial & Leisure | Data Center | Data Center |  | Low | New | Onshore | Amazon Web Services (AWS) is planning to construct a hyperscale data center campus in Southeast Washington, the US. The project involves the construction of four, 19,974m2 buildings on 50.5ha of land. It includes the construction of administrative space, server rooms with racks, meeting rooms and parking space, and the installation of elevators and safety and security systems. The facility will be powered by the energy produced by X-energy's small modular nuclear reactors (SMR) and it will use water for cooling. In October 2024, the project site was acquired. In February 2026, the project received approval for the amendment to a purchase and sale agreement from the Port of Walla Walla. | 46.1172 | -118.9121 | The project involves the construction of four, 19,974m2 buildings on 50.5ha of land at Wallula Gap Business Park, in Southeast Washington, the US. The US$1,200 million project includes the following: 1. Construction of administrative space 2. Construction of server rooms with racks 3. Construction of meeting rooms 4. Construction of parking space 5. Installation of elevators 6. Installation of safety and security systems | Heating, ventilation and air conditioning (HVAC); Hyperscale Data Center |  |  | March 2026 - Planning activities are underway. August 2025 - The project is still under planning. October 2024 - The Port of Walla Walla commission voted unanimously to sell land at Wallula Gap Business Park to AP. Q2 2024 - AP announced plans to build four data centers in Walla Walla County. | No Major Development | 0 | Not Funded / Unconfirmed | Private | Amazon Web Services Inc
469252 | 469034 | 2026-03-16 13:53 | AWS – Wallula Gap Data Center: Phase III – Washington | AWS – Wallula Gap Data Center – Washington | https://construction.globaldata.com/Projects/Overview/469252 | Planning | Sub | 1200 | 2024 Q2 | 2028 Q1 | 2030 Q4 | North America | United States | Washington | Walla Walla |  | 99362 | Commercial & Leisure | Data Center | Data Center |  | Low | New | Onshore | Amazon Web Services (AWS) is planning to construct a hyperscale data center campus in Southeast Washington, the US. The project involves the construction of four, 19,974m2 buildings on 50.5ha of land. It includes the construction of administrative space, server rooms with racks, meeting rooms and parking space, and the installation of elevators and safety and security systems. The facility will be powered by the energy produced by X-energy's small modular nuclear reactors (SMR) and it will use water for cooling. In October 2024, the project site was acquired. In February 2026, the project received approval for the amendment to a purchase and sale agreement from the Port of Walla Walla. | 46.1172 | -118.9121 | The project involves the construction of four, 19,974m2 buildings on 50.5ha of land at Wallula Gap Business Park, in Southeast Washington, the US. The US$1,200 million project includes the following: 1. Construction of administrative space 2. Construction of server rooms with racks 3. Construction of meeting rooms 4. Construction of parking space 5. Installation of elevators 6. Installation of safety and security systems | Heating, ventilation and air conditioning (HVAC); Hyperscale Data Center |  |  | March 2026 - Planning activities are underway. August 2025 - The project is still under planning. October 2024 - The Port of Walla Walla commission voted unanimously to sell land at Wallula Gap Business Park to AP. Q2 2024 - AP announced plans to build four build data centers in Walla Walla County. | No Major Development | 0 | Not Funded / Unconfirmed | Private | Amazon Web Services Inc
469235 | 469034 | 2026-03-16 13:53 | AWS – Wallula Gap Data Center: Phase II – Washington | AWS – Wallula Gap Data Center – Washington | https://construction.globaldata.com/Projects/Overview/469235 | Planning | Sub | 1200 | 2024 Q2 | 2027 Q4 | 2029 Q4 | North America | United States | Washington | Walla Walla | Wallula Gap Business Park | 99362 | Commercial & Leisure | Data Center | Data Center |  | Low | New | Onshore | Amazon Web Services (AWS) is planning to construct a hyperscale data center campus in Southeast Washington, the US. The project involves the construction of four, 19,974m2 buildings on 50.5ha of land. It includes the construction of administrative space, server rooms with racks, meeting rooms and parking space, and the installation of elevators and safety and security systems. The facility will be powered by the energy produced by X-energy's small modular nuclear reactors (SMR) and it will use water for cooling. In October 2024, the project site was acquired. In February 2026, the project received approval for the amendment to a purchase and sale agreement from the Port of Walla Walla. | 46.1172 | -118.9121 | The project involves the construction of four, 19,975m2 buildings on 50.5ha of land at Wallula Gap Business Park, in Southeast Washington, the US. The US$1,200 million project includes the following: 1. Construction of administrative space 2. Construction of server rooms with racks 3. Construction of meeting rooms 4. Construction of parking space 5. Installation of elevators 6. Installation of safety and security systems | Heating, ventilation and air conditioning (HVAC); Hyperscale Data Center |  |  | March 2026 - Planning activities are underway. August 2025 - The project is still under planning. October 2024 - The Port of Walla Walla commission voted unanimously to sell and at Wallula Gap Business Park to AP. Q2 2024 - AP announced plans to build four data centers in Walla Walla County. | No Major Development | 0 | Not Funded / Unconfirmed | Private | Amazon Web Services Inc
469222 | 469034 | 2026-03-16 13:53 | AWS – Wallula Gap Data Center: Phase I – Washington | AWS – Wallula Gap Data Center – Washington | https://construction.globaldata.com/Projects/Overview/469222 | Planning | Sub | 1200 | 2024 Q2 | 2027 Q1 | 2029 Q2 | North America | United States | Washington | Walla Walla | Wallula Gap Business Park | 99362 | Commercial & Leisure | Data Center | Data Center |  | Low | New | Onshore | Amazon Web Services (AWS) is planning to construct a hyperscale data center campus in Southeast Washington, the US. The project involves the construction of four, 19,974m2 buildings on 50.5ha of land. It includes the construction of administrative space, server rooms with racks, meeting rooms and parking space, and the installation of elevators and safety and security systems. The facility will be powered by the energy produced by X-energy's small modular nuclear reactors (SMR), and it will use water for cooling. In October 2024, the project site was acquired. In February 2026, the project received approval for the amendment to a purchase and sale agreement from the Port of Walla Walla. | 46.1172 | -118.9121 | The project involves the construction of four, 19,974m2 buildings on 50.5ha of land at Wallula Gap Business Park, in Southeast Washington, the US The US$1,200 million project includes the following: 1. Construction of administrative space 2. Construction of server rooms with racks 3. Construction of meeting rooms 4. Construction of parking space 6. Installation of elevators 7. Installation of safety and security systems | Heating, ventilation and air conditioning (HVAC); Hyperscale Data Center |  |  | March 2026 - Planning activities are underway. August 2025 - The project is still under planning. October 2024 - The Port of Walla Walla commission voted unanimously to sell land at Wallula Gap Business Park to AP. Q2 2024 - AP announced plans to build four data centers in Walla Walla County. | No Major Development | 0 | Not Funded / Unconfirmed | Private | Amazon Web Services Inc
469034 | 469034 | 2026-03-16 13:53 | AWS – Wallula Gap Data Center – Washington | AWS – Wallula Gap Data Center – Washington | https://construction.globaldata.com/Projects/Overview/469034 | Planning | Parent | 5000 | 2024 Q2 | 2027 Q1 | 2032 Q4 | North America | United States | Washington | Walla Walla | Wallula Gap Business Park | 99362 | Commercial & Leisure | Data Center | Data Center |  | Low | New | Onshore | Amazon Web Services (AWS) is planning to construct a hyperscale data center campus in Southeast Washington, the US. The project involves the construction of 315,870m2 of 16 data centers on 222.5ha of land. It includes the construction of administrative space, server rooms with racks, meeting rooms and parking space, and the installation of elevators and safety and security systems. The project will be constructed in four phases, with each phase comprising four, 19,975m2 buildings on 50.5ha of land. The facility will be powered by the energy produced by X-energy's small modular nuclear reactors (SMR), and it will use water for cooling. In October 2024, Advance Phase LLC acquired the project site for US$32 million. In February 2026, the project received approval for the amendment to a purchase and sale agreement from the Port of Walla Walla. | 46.1172 | -118.9121 | The project involves the construction of a 315,870m2, 16-building data center campus on 222.5ha of land at Wallula Gap Business Park, in Southeast Washington, the US The US$5,000 million project includes the following: 1. Construction of administrative space 2. Construction of server rooms with racks 3. Construction of meeting rooms 4. Construction of parking space 5. Installation of elevators 6. Installation of safety and security systems | Heating, ventilation and air conditioning (HVAC); Hyperscale Data Center |  |  | March 2026 - Planning activities are underway. February 2026 - The project has received approval for the amendment to a purchase and sale agreement for 202.3ha of land at its Wallula Gap Business Park from the Port of Walla Walla. August 2025 - The project is still under planning. October 2024 - The Port of Walla Walla commission voted unanimously to sell 202.3ha of land at Wallula Gap Business Park to AP. Q2 2024 - AP announced plans to build 16 data center in Walla Walla County. | No Major Development | 0 | Not Funded / Unconfirmed | Private | Amazon Web Services Inc
368866 | 368866 | 2026-03-16 13:39 | Digital Edge/ SK Ecoplant – Bupyeong National Industrial AI Data Center – Incheon | Digital Edge/ SK Ecoplant – Bupyeong National Industrial AI Data Center – Incheon | https://construction.globaldata.com/Projects/Overview/368866 | Execution | Parent | 800 | 2022 Q2 | 2023 Q2 | 2027 Q4 | Asia-Pacific | South Korea | Incheon | Incheon | Bupyeong National Industrial Complex. | 403813 | Commercial & Leisure | Data Center | Data Center |  |  | New | Onshore | SK Ecoplant Co. Ltd (SKE) and Digital Edge Pte Ltd (DE) are undertaking the construction of a hyperscale and colocation, tier III data center at Bupyeong National Industrial Complex in Incheon, South Korea. The project involves the construction of two data center buildings with a total consumption capacity of 96MW. It includes the construction of meeting rooms, server rooms, administrative space, storage facilities, the installation of 3,480 racks and cooling systems, and safety and security systems. The first phase is known as SEL2, with a capacity of 36MW, and commenced in April 2023 and was completed in October 2024. The project supports high-density computing with cabinet densities up to 130kW when utilising liquid cooling solutions, and achieves a power usage effectiveness (PUE) of 1.25. The second phase is known as SEL3, with a capacity of 60MW, and commenced in May 2025, and is scheduled for completion by December 2027. Digital Edge, a Singapore-based firm backed by Stonepeak, has secured an US$582 million (800billion KRW) green loan. This funding will drive the development of SEL3, the 96MW second phase of its major data center campus. The project is being designed under these ISO 14001, ISO 27001, and ISO 45001 Certification guidelines. | 37.4565 | 126.7052 | The project involves the construction of two data center buildings with a total consumption capacity of 120MW in Incheon, South Korea. The US$800 project includes the following: 1. Construction of meeting rooms 2. Construction of server rooms 3. Construction of an administrative space 4. Construction of storage facilities 5. Installation of 3,480 racks 6. Installation of cooling systems 7. Installation of safety and security systems | Colocation Data Center; Heating, ventilation and air conditioning (HVAC); Hyperscale Data Center; Tier 3 Data Center |  |  | March 2026 - Construction work is underway on the second phase. July 2025 - The project secured a US$582 million green loan from Stonepeak Partners LP. May 2025 - Construction work commenced on the second phase of the project. February 2025 - Planning activities on the second phase are underway. October 2024 - Planning activities are underway on second phase. October 2024 - Construction works were completed on the first phase. January 2024 - Construction works are underway for the first phase. July 2023 - Construction works are underway for the first phase. June 2023 - Construction works are underway for the first phase. April 2023 - Construction works commenced for the first phase. June 2022 - Planning activities are underway. Q2 2022 - SK Ecoplant Co Ltd and Digital Edge DC announced a plan to build a data center in Incheon. | Project work on Schedule | 1 | Partially Funded | Private | Digital Edge DC;SK Ecoplant Co Ltd | SK Ecoplant Co Ltd
491789 | 491789 | 2026-03-16 12:59 | Kauri CAB – Hochheim Data Center Complex – Hesse | Kauri CAB – Hochheim Data Center Complex – Hesse | https://construction.globaldata.com/Projects/Overview/491789 | Planning | Parent | 1180 | 2025 Q1 | 2028 Q1 | 2031 Q4 | Europe | Germany | Hesse | Hochheim am Main | Between Rheingaubogen and Frankfurter Straße | 65239 | Commercial & Leisure | Data Center | Data Center |  | Medium | New | Onshore | Kauri CAB is planning to construct a data center complex between Rheingaubogen and Frankfurter Straße in Hochheim, Hesse, Germany. The project includes the construction of a data center on a 5.5ha area with an IT capacity of 40MW, an office building, a parking facility, and the installation of elevators and power facilities. Süwag will supply the electricity to the project, and IQONY will utilise the waste heat and operate the district heating network. Kauri CAB and Hochheim City will sign the property purchase agreement in the fourth quarter of 2025. The project will be completed in 2030. | 50.0192 | 8.3709 | The project involves the construction of a data center complex between Rheingaubogen and Frankfurter Straße in Hochheim, Hesse, Germany. The US$1,180 million project includes the following: 1. Construction of a data center on a 5.5ha area with an IT capacity of 40MW 2. Construction of an office building 3. Construction of a parking facility 4. Installation of elevators and power facilities | Heating, ventilation and air conditioning (HVAC) |  |  | March 2026 - Planning activities are underway. February 2026 - Hochheim City Council approved an amendment to the zoning plan. March 2025 - Kauri CAB announced plans to construct a data center in Hochheim. | Project work on Schedule | 1 | Not Funded / Unconfirmed | Private | Kauri CAB Management GmbH
525312 | 525312 | 2026-03-16 12:32 | Elysian – Lewisberry Road Data Center – Pennsylvania | Elysian – Lewisberry Road Data Center – Pennsylvania | https://construction.globaldata.com/Projects/Overview/525312 | Planning | Parent | 500 | 2024 Q4 | 2027 Q2 | 2029 Q4 | North America | United States | Pennsylvania |  | Interstate 83 and Lewisberry Road |  | Commercial & Leisure | Data Center | Data Center |  | Low | New | Onshore | Fairview Crossroads LLC, an affiliate of Elysian Partners is planning to construct a colocation data center in Fairview Township, Pennsylvania, the US. The project includes the construction of a 69,677m2 data center. It involves the construction of data halls, server rooms and parking spaces, and the installation of cooling systems, racks, power supply systems, and safety and security systems. | 40.169 | -76.8518 | The project includes the construction of a 69,677m2 data center in Fairview Township, Pennsylvania, the US. The US$500 million project includes the following: 1. Construction of data halls 2. Construction of server rooms 3. Construction of parking spaces 4. Installation of cooling systems 5. Installation of racks 6. Installation of power supply systems 7. Installation of safety and security systems | Colocation Data Center; Heating, ventilation and air conditioning (HVAC) |  |  | March 2026 - Planning activities are underway. September 2025 - Planning activities are underway. June 2025 - Fairview Township approved a request to change the zoning ordinance. Q4 2024 - Elysian Partners announced plans to develop a data center in Fairview Township. | No Major Development | 0 | Not Funded / Unconfirmed | Private | Elysian Partners LLC |  |  | Fairview Crossroads LLC
419582 | 419582 | 2026-03-16 11:44 | EdgeConneX – Malaysia Data Centers Program – Malaysia | EdgeConneX – Malaysia Data Centers Program – Malaysia | https://construction.globaldata.com/Projects/Overview/419582 | Planning | Program | 900 | 2023 Q1 | 2027 Q3 | 2032 Q4 | Asia-Pacific | Malaysia |  |  |  |  | Commercial & Leisure | Data Center | Data Center |  | Low | New | Onshore | EdgeConneX is planning to construct data centers across Malaysia. The program involves the construction of three data centers in Kuala Lumpur, Bukit Jalil, and Cyberjaya with a combined capacity of 289MW. It includes the construction of server rooms, an administrative facility, a parking facility, and the installation of safety and security systems. The first data center will be located in Kuala Lumpur Central Business District with a capacity of 17MW, the second will be located at MRANTI Technology Park in Bukit Jalil with a capacity of 70MW, and the third data center will be located in Cyberjaya with a capacity of 200MW comprising nine buildings on 12.14ha of land. The program is in early development stage. | 4.1093 | 109.4555 | The program involves the construction of three data centers across Malaysia. The US$900 million project includes the following: 1. Construction of server rooms 2. Construction of an administrative facility 3. Construction of parking facilities 4. Installation of safety and security equipment | Heating, ventilation and air conditioning (HVAC); Tier 3 Data Center | [5 empty] | Not Funded / Unconfirmed | Private | EdgeConneX Inc
525915 | 525915 | 2026-03-16 11:21 | A1 Dev/ Gemini Data – Sioux Falls Technology Park – South Dakota | A1 Dev/ Gemini Data – Sioux Falls Technology Park – South Dakota | https://construction.globaldata.com/Projects/Overview/525915 | Planning | Parent | 1900 | 2024 Q2 | 2027 Q2 | 2029 Q4 | North America | United States | South Dakota | Sioux Falls | south of East Rice Street, east of North Veterans Parkway and west of Six Mile Road |  | Commercial & Leisure | Data Center | Data Center |  | Medium | New | Onshore | Gemini Data Center SD LLC and A1 Development Solutions are planning to undertake the construction of a hyperscale data center in Sioux Falls, South Dakota, the US. The project involves the construction of a two-storey 145,656m2 data center with a consumption capacity of 500MW on 65ha of land. It includes the construction of four buildings of 36,414m2 each, data halls, meeting rooms, office space, storage facilities and parking facilities, and the installation of safety and security systems. In December 2024, Gemini Data Center SD LLC acquired the project site from Northern States Power, a former name of an entity of a power company now called Xcel Energy. It is located south of the Veterans Parkway exit for Interstate 90, near the intersection with Rice Street. It is south of Xcel’s Split Rock Substation and Angus Anson Power Station. The facility draws power from the Xcel Energy’s Split Rock Substation and will utilise closed-loop liquid cooling system. Kimley-Horn and Associates Inc has been appointed as a consulting engineer. | 43.5476 | -96.7294 | The project involves the construction of a two-storey 145,656m2 data center with a consumption capacity of 500MW on 65ha of land in Sioux Falls, South Dakota, the US. The US$1,900 million project includes the following: 1. Construction of four buildings 2. Construction of data halls 3. Construction of meeting rooms 4. Construction of office space 5. Construction of storage facilities 6. Construction of parking facilities 7. Installation of safety and security systems | Heating, ventilation and air conditioning (HVAC); Hyperscale Data Center |  |  | March 2026 - Planning activities are underway. January 05, 2026 - Sioux Falls City Council approved the rezoning application. January 2026 - Gemini Data Center submitted a rezoning request that would make the land parcel suitable for data center use. October 2025 - The Sioux Falls City Council has approved annexing the property. August 2025 - Planning activities are underway. Q2 2024 - Gemini Data Center SD LLC and A1 Development Solutions announced plans for the construction of a data center in Sioux Falls. | Project work on Schedule | 1 | Not Funded / Unconfirmed | Private | A1 Development;Gemini Data Inc |  |  | Kimley-Horn and Associates Inc
417280 | 417280 | 2026-03-16 11:21 | Anant Raj – Haryana Data Centers Program – Haryana | Anant Raj – Haryana Data Centers Program – Haryana | https://construction.globaldata.com/Projects/Overview/417280 | Execution | Program | 1209 | 2022 Q1 | 2022 Q2 | 2031 Q4 | Asia-Pacific | India | Haryana |  |  |  | Commercial & Leisure | Data Center | Data Center |  |  | Renovation | Onshore | Anant Raj Ltd (Anant Raj) is undertaking the construction of data centers in Haryana, India. The program involves the renovation of three existing buildings into data centers with a combined consumption capacity of 307MW. It includes the construction of a switchgear room, server rooms, an administrative space, a service yard, a loading bay, parking spaces, the installation of cooling systems, and safety and security systems. The three existing IT buildings that are being renovated as tier III and tier IV data centers include: 1. Renovation of 195,096.38m2 floor area on 10.11ha of land in Rai with a capacity of 200MW 2. Renovation of 111,483.64m2 floor area on 4.04ha of land in Manesar with a capacity of 50MW 3. Renovation of 46,451.52m2 floor area on 4.04ha of land in Panchkula with a capacity of 57MW Telecommunications Consultants India Ltd (TCIL) has been appointed as the consulting engineer and Anant Raj has also formed a strategic alliance partnership with RailTel Corporation of India Ltd. Schneider Electric and CommScope appointed as consultants, and Cisco, Mitsubishi Electric, Unitile, Johnson Controls, and Tricolite as suppliers. Anant Raj has received all the necessary approvals such as environment clearance, fire certificate, and HSIIDC regulatory approvals for the data center building in Manesar, and in the second quarter of 2022, construction works commenced on 41,805m2 data center with the power consumption capacity of 21MW. In January 2024, the facility began operations with an initial capacity of 3MW. In February 2025, an additional 3MW facility became operational. By July 2025, the entire capacity was fully operational. In July 2025, a 55,741m2 data center with a power consumption capacity of 7MW was operational in Panchkula. The program is at various stages of implementation. | 28.5325 | 76.9265 | The program involves the renovation of three existing buildings into data centers with a combined consumption capacity of 307MW in Haryana, India. The US$1,209 million program includes the following: 1. Construction of a switchgear room 2. Construction of server rooms 3. Construction of an administrative space 4 . Construction of a service yard 5. Construction of a loading bay 6. Construction of parking spaces 7. Installation of cooling systems 8. Installation of safety and security systems | Tier 3 Data Center; Tier 4 Data Center | [5 empty] | Not Funded / Unconfirmed | Private | Anant Raj Ltd
491131 | 491131 | 2026-03-16 11:03 | Sesterce Grp – Alixan AI Data Center – Auvergne-Rhone-Alpes | Sesterce Grp – Alixan AI Data Center – Auvergne-Rhone-Alpes | https://construction.globaldata.com/Projects/Overview/491131 | EPC Award | Parent | 1743 | 2024 Q1 | 2026 Q2 | 2029 Q4 | Europe | France | Auvergne-Rhone-Alpes | Valence | former Ecotox Center, Rovaltain business park near the Valence TGV station, Alixan |  | Commercial & Leisure | Data Center | Data Center |  | Medium | New | Onshore | Sesterce is planning to undertake the construction of a data center in Alixan, Drôme Department, Auvergne-Rhone-Alpes Region, France. The project involves the construction of data center. It also includes the construction of new buildings, server rooms, meeting rooms, administrative facilities, loading and docking area, storage facilities, parking spaces, and installation of equipment, a circuit liquid cooling system and safety and security systems. The 40,000 GPUs dedicated to training and inference of artificial intelligence models. The project will be developed in two phases. The first phase involves the construction of a data center with a consumption capacity of 6MW and are scheduled to be completed by the fourth quarter of 2026. The remaining phases include the construction of new buildings. Equans SAS, a subsidiary of Bouygues, has been appointed as the contractor and Patriarche & Co as the architect. The entire project is scheduled to be completed by the fourth quarter of 2029. | 44.9333 | 4.9 | The project involves the construction of a data center with a consumption capacity of 6MW in Alixan, Drôme Department, Auvergne-Rhone-Alpes Region, France. The US$1,743 million project includes the following: 1. Construction of new buildings 2. Construction of server rooms 3. Construction of meeting rooms 4. Construction of administrative facilities 5. Construction of loading and docking area 6. Construction of storage facilities 7. Construction of parking spaces 8. Installation of equipment 9. Installation of a circuit liquid cooling system 10. Installation of safety and security systems | Artificial Intelligence; Heating, ventilation and air conditioning (HVAC) |  |  | March 2026 - The project is awaiting the building permit approval. November 2025 - The project is awaiting the building permit approval. June 2025 - The building permit application has been submitted to the Mairie d'Alixan. March 2025 - The project is in the process of applying building permit. Q1 2024 - Sesterce announced plans to build a data center in Alixan, France. | No Major Development | 0 | Not Funded / Unconfirmed | Private | Sesterce SAS | Equans SAS | Patriarche & Co
491471 | 491131 | 2026-03-16 11:01 | Sesterce Grp – Alixan AI Data Center: Phase I – Auvergne-Rhone-Alpes | Sesterce Grp – Alixan AI Data Center – Auvergne-Rhone-Alpes | https://construction.globaldata.com/Projects/Overview/491471 | EPC Award | Sub | 513 | 2020 Q1 | 2026 Q2 | 2026 Q4 | Europe | France | Auvergne-Rhone-Alpes | Valence | former Ecotox Center, Rovaltain business park near the Valence TGV station, Alixan |  | Commercial & Leisure | Data Center | Data Center |  | Low | New | Onshore | Sesterce is planning to undertake the construction of a data center phase I in Alixan, Drôme Department, Auvergne-Rhone-Alpes Region, France. The project involves the construction of data center. It also includes the construction of server rooms, meeting rooms, administrative facilities, loading and docking area, storage facilities, parking spaces, and installation of equipment, a circuit liquid cooling system and safety and security systems. Equans SAS, a subsidiary of Bouygues, has been appointed as the contractor and Patriarche & Co as the architect. The project is scheduled to be completed by the fourth quarter of 2026. | 44.9333 | 4.9 | The project involves the construction of a data center phase I with a consumption capacity of 6MW in Alixan, Drôme Department, Auvergne-Rhone-Alpes Region, France. The US$513 million project includes the following: 1. Construction of server rooms 2. Construction of meeting rooms 3. Construction of administrative facilities 4. Construction of loading and docking area 5. Construction of storage facilities 6. Construction of parking spaces 7. Installation of equipment 8. Installation of a circuit liquid cooling system 9. Installation of safety and security systems | Artificial Intelligence; Heating, ventilation and air conditioning (HVAC) |  |  | March 2026 - The project is awaiting the building permit approval. November 2025 - The project is awaiting the building permit approval. Q2 2025 - The building permit application has been submitted to the Mairie d'Alixan. March 2025 - The project is in the process of applying building permit. Q1 2024 - Sesterce announced plans to build a data center: Phase I in Alixan, France. | No Major Development | 0 | Not Funded / Unconfirmed | Private | Sesterce SAS | Equans SAS | Patriarche & Co
446404 | 446404 | 2026-03-16 10:54 | DAMAC Digital – MT Haryono JKT01 Data Center – Jakarta | DAMAC Digital – MT Haryono JKT01 Data Center – Jakarta | https://construction.globaldata.com/Projects/Overview/446404 | Execution | Parent | 150 | 2023 Q1 | 2025 Q3 | 2027 Q2 | Asia-Pacific | Indonesia | Jakarta | Jakarta | MT Haryono St No.Kav 29 & 30, RT.1/RW.14, East Tebet, Tebet, South Jakarta City | 12820 | Commercial & Leisure | Data Center | Data Center |  |  | New | Onshore | DAMAC Digital (formerly EDGNEX Data Centers) is undertaking the construction of a Tier III colocation data center within the MT Haryono area of Jakarta, Indonesia. The project involves the construction of a 15,080m2 six-story data center with a consumption capacity of 19.2MW on 0.36ha of land. It includes the construction of three data halls, server rooms, a control room, an office space, and the installation of equipment, cooling systems, generators, and the installation of safety and security systems. It intends to meet the escalating demand from cloud service providers, technology companies, and the needs of AI-based computing and edge computing in Indonesia. It will feature advanced water-cooling tower systems and accommodate up to 1,350 server racks with an average density of 13–15 kW. The project is being designed under the LEED Certification guidelines. China Construction First Group Corp Ltd has been appointed as the main contractor. In August 2025, a groundbreaking ceremony was held, marking the start of construction. The data center is targeted to begin operations in 2026, with the first phase scheduled for completion in the third quarter of 2026. | -6.2423 | 106.8575 | The project involves the construction of a 15,080m2 six-story data center with a consumption capacity of 19.2MW on 0.36ha of land at MT Haryono street in Jakarta, Indonesia. The US$150 million project includes the following: 1. Construction of three data halls 2. Construction of a control room 3. Construction of an office space 4. Construction of server rooms 5. Installation of cooling systems 6. Installation of generators 7. Installation of safety and security systems | Colocation Data Center; LEED; Tier 3 Data Center |  |  | March 2026 - Topping out ceremony was held. December 2025 - Construction activities are underway. August 2025 - A groundbreaking ceremony was held, marking the start of construction. May 2024 - Planning activities are underway. Q1 2023 - Edgnex announced plans to build a data center in Jakarta. | Project work on Schedule | 1 | Not Funded / Unconfirmed | Private | DAMAC Digital | China Construction First Group Corp Ltd
452717 | 452717 | 2026-03-16 07:35 | RealSource – Lithium Valley Data Center Campus – California | RealSource – Lithium Valley Data Center Campus – California | https://construction.globaldata.com/Projects/Overview/452717 | Planning | Parent | 7000 | 2023 Q4 | 2026 Q4 | 2030 Q4 | North America | United States | California |  | Lithium Valley. |  | Commercial & Leisure | Data Center | Data Center |  | Low | New | Onshore | CalEthos is planning to construct a hyperscale data center campus in Lithium Valley, Imperial County, California, the US. The project involves the construction of a 371,612m2 data center campus on 127.47ha of land. It includes the construction of server rooms, control rooms, administrative space, parking spaces, and the installation of equipment and safety and security systems. The data center campus includes 12-buildings each with 23,225m2 floor area on 10ha of land. The project will be developed in three phases. The first phase includes the construction of a 92,900m2 data center with a capacity of 420MW on 40.46ha of land with an investment of US$5,500 million. The scope for further phases yet to be revealed. The facility will be powered by renewable energy, such as geothermal, solar, or battery energy and use enclosed liquid cooling systems for cooling. In 2024, CalEthos signed an Option Agreement to purchase 172ha of land. HDR Engineering has been appointed as the design consultant, ZGlobal as a consultant, and American Dark Fiber as a consulting engineer. | 33.0479 | -115.3689 | The project involves the construction of a 371,612m2 data center campus on 127.47ha of land in Imperial County, California, the US. The US$7,000 million project includes the following: 1. Construction of server rooms 2. Construction of control rooms 3. Construction of an administrative space 4. Construction of parking spaces 5. Installation of equipment 6. Installation of safety and security systems | Heating, ventilation and air conditioning (HVAC); Hyperscale Data Center |  |  | March 2026 - Planning activities are underway. August 2025 - Planning activities are underway. August 2024 - Planning activities are underway. Q4 2023 - CalEthos announced plans to build a data center campus in Imperial County. | No Major Development | 0 | Not Funded / Unconfirmed | Private | RealSource Residential Inc |  | HDR Engineering Inc | American Dark Fiber LLC;ZGlobal Inc
447136 | 447136 | 2026-03-16 04:05 | Kaiyin KCT – Chifeng Kaiyin Mengdong Intelligent Computing Center – Inner Mongolia | Kaiyin KCT – Chifeng Kaiyin Mengdong Intelligent Computing Center – Inner Mongolia | https://construction.globaldata.com/Projects/Overview/447136 | Execution | Parent | 146 | 2022 Q1 | 2023 Q1 | 2026 Q4 | Asia-Pacific | China | Inner Mongolia | Chifeng |  |  | Commercial & Leisure | Data Center | Data Center |  |  | New | Onshore | Inner Mongolia Kaiyin Kunpeng Cloud Technology Co. Ltd (IMKKCT) is constructing an intelligent computing center in Linxi County, Chifeng City, Inner Mongolia Province, China. The project involves the construction of a big data center, a green power supply facility, data rooms, server rooms, an administrative office, and parking facilities, and the installation of equipment and safety and security systems. The project is being developed in phases. Building No. 3 has a total floor area of ​​18,049.6m2 and is planned to house 1,016 12kW server racks. China Machinery & Electronics Design & Research Institute Co. Ltd has been appointed as the design consultant. The in-house department of Inner Mongolia Kaiyin Kunpeng Cloud Technology Co. Ltd has been appointed as the contractor. After completed will provide a computing power of approximately 6,500P after delivery. | 42.2586 | 118.8889 | The project involves the construction of an intelligent computing center in Linxi County, Chifeng City, Inner Mongolia Province, China. The US$146 million (CNY1,050 million) project includes the following: 1. Construction of a big data center 2. Construction of a green power supply facility 3. Construction of data rooms 4. Construction of server rooms 5. Construction of an administrative office 6. Construction of parking facilities 7. Installation of equipment and safety and security systems | Green data center; Heating, ventilation and air conditioning (HVAC) |  |  | March 2026 - Construction activities are underway. July 2025 - Construction of the Building No. 3 has been capped. April 2025 - Construction activities are underway. May 2024 - Construction activities are underway. December 2023 - Construction activities are underway. Q1 2022 - IMKKCT announced plans to build an intelligent computing center in Linxi County, Chifeng City, Inner Mongolia Province, China. | Project work on Schedule | 1 | Not Funded / Unconfirmed | Private | Inner Mongolia Kaiyin Kunpeng Cloud Technology Co Ltd | Inner Mongolia Kaiyin Kunpeng Cloud Technology Co Ltd
377695 | 377695 | 2026-03-15 06:49 | Astley Ppty – Jeddah Data Center – Makkah | Astley Ppty – Jeddah Data Center – Makkah | https://construction.globaldata.com/Projects/Overview/377695 | Study | Parent | 400 | 2020 Q1 | 2028 Q3 | 2030 Q4 | Middle East and Africa | Saudi Arabia | Makkah | Jeddah |  |  | Commercial & Leisure | Data Center | Data Center |  | Low | New | Onshore | The Ministry of Communications and Information Technology, Saudi Arabia (MCIT) is planning to construct a next-generation cloud-enabled data center in Jeddah, Saudi Arabia. The project involves IT Load Capacity: The facility is planned as 50 MW, Power Infrastructure: Primary supply from the national utility grid, supported by dedicated substations, Backup and Resilience: The facility will include N+1 redundancy, including high-efficiency UPS systems and diesel generator sets for full load backup, Data Centre Type: The project is planned as a Hyperscale-ready / Government and Multi-tenant Data Centre, supporting public and private workloads, Cooling Systems: Chilled water–based cooling with high-efficiency chillers, Energy Efficiency: Designed to achieve low PUE benchmarks, supported by intelligent monitoring and energy-management systems, Floor Loading Capacity: The loading capacity is around 12 kN/m2, Power Density: The power density is around 8kW per rack, Rack Configuration: The facility will support Standard 19-inch racks, compatible with high-density and hyperscale configurations. The client has signed a key business principle agreement with Tamasuk Holding Co to develop and operate the project. In October 2023, The project is still in the initial stages of development. The project is in the study stage and it is expected to be complete by 2026. | 21.5424 | 39.198 | Ministry of Communications and Information Technology, Saudi Arabia (MCIT) is planning to construct a next-generation cloud-enabled Data Center in Jeddah, Saudi Arabia. The data center will be designed and built to meet the demands of hyper-scale cloud service providers, international gaming and media platforms, and global content delivery networks with a view to attracting them to locate their main regional hubs in the Kingdom. The US$400 million project included the following: 1. IT Load Capacity: The facility is planned as 50 MW 2. Power Infrastructure: Primary supply from the national utility grid, supported by dedicated substations. 3. Backup and Resilience: The facility will include N+1 redundancy, including high-efficiency UPS systems and diesel generator sets for full load backup 4. Data Centre Type: The project is planned as a Hyperscale-ready / Government and Multi-tenant Data Centre, supporting public and private workloads. 5. Cooling Systems: Chilled water–based cooling with high-efficiency chillers 6. Energy Efficiency: Designed to achieve low PUE benchmarks, supported by intelligent monitoring and energy-management systems. 7. Floor Loading Capacity: The loading capacity is around 12 kN/m2 8. Power Density: The power density is around 8kW per rack 9. Rack Configuration: The facility will support Standard 19-inch racks, compatible with high-density and hyperscale configurations | Heating, ventilation and air conditioning (HVAC); Hyperscale Data Center | A data center is being planned in Jeddah, Saudi Arabia. The data center will be designed and built to meet the demands of hyper-scale cloud service providers, international gaming and media platforms, and global content delivery networks with a view to attracting them to locate their main regional hubs in the Kingdom. In addition, the data centers will host digital government infrastructure development initiatives, including the Saudi Internet Exchange Point scheme, and be centers for co-locating Saudi Arabian government workloads. |  | March 2026 - The project is still in the initial stages of development. June 2025 - We have not been able to obtain further updates on this project. We have retained the same project stage and amended the key dates accordingly. We will update the profile as soon as we obtain any new information. December 2024 - We have not been able to obtain further updates on this project. We have retained the same project stage and amended the key dates accordingly. We will update the profile as soon as we obtain any new information. February 2024 - The project is in the study stage and it is expected to be complete by 2026. January 2024 - The project is still in the initial stages of development. October 2023 - The project is still in the initial stages of development. April 2023 - The project is still in initial planning phase and no future course of action has been decided on the project yet. August 2022 - The client has signed a key business principle agreement with Tamasuk Holding Co to develop and operate the project. | No Major Development | 0 | Not Funded / Unconfirmed | Public | Ministry of Communications and Information Technology, Saudi Arabia
377671 | 377671 | 2026-03-15 06:45 | Astley Ppty – Riyadh Data Centre – Ar Riyad | Astley Ppty – Riyadh Data Centre – Ar Riyad | https://construction.globaldata.com/Projects/Overview/377671 | Study | Parent | 400 | 2020 Q1 | 2028 Q4 | 2030 Q4 | Middle East and Africa | Saudi Arabia | Ar Riyad | Riyadh |  |  | Commercial & Leisure | Data Center | Data Center |  | Low | New | Onshore | The Ministry of Communications and Information Technology, Saudi Arabia (MCIT) is planning to construct a next-generation cloud-enabled data center in Riyadh, Saudi Arabia. The project involves the construction IT Load Capacity: The facility is planned with an IT load capacity of about 50MW, Power Infrastructure: Dual utility high-voltage feeds (A/B redundant paths), Backup and Resilience: The facility will include N+1 diesel generator sets with N+1 UPS redundancy, Data Centre Type: The project is planned as Tier III, TIA-942 Rated-3 hyperscale data centre, Cooling Systems: Redundant chilled-water CRAH/CRAC HVAC systems with hot/cold aisle containment, Floor Load Capacity: Redundant chilled-water CRAH/CRAC HVAC systems with hot/cold aisle containment. A key business principle agreement has been signed with Tamasuk Holding Co. to develop and operate the project In October 2023, The project is still in the initial stages of development. The project is still in the initial stages of development. The project is in the study stage and it is expected to be complete by 2026. | 24.6877 | 46.7219 | The Ministry of Communications and Information Technology, Saudi Arabia (MCIT) is planning to construct a next-generation cloud-enabled Data Center in Riyadh, Saudi Arabia. The data center will be designed and built to meet the demands of hyper-scale cloud service providers, international gaming and media platforms, and global content delivery networks with a view to attract them to locate their main regional hubs in the Kingdom. The US$400 million project includes the following: 1. IT Load Capacity: The facility is planned with an IT load capacity of about 50MW 2. Power Infrastructure: Dual utility high-voltage feeds (A/B redundant paths) 3. Backup and Resilience: The facility will include N+1 diesel generator sets with N+1 UPS redundancy 4. Data Centre Type: The project is planned as Tier III, TIA-942 Rated-3 hyperscale data centre 5. Cooling Systems: Redundant chilled-water CRAH/CRAC HVAC systems with hot/cold aisle containment 6. Floor Load Capacity: Redundant chilled-water CRAH/CRAC HVAC systems with hot/cold aisle containment | Heating, ventilation and air conditioning (HVAC); Hyperscale Data Center; Tier 3 Data Center | A data center is being planned in Riyadh, Saudi Arabia. The data center will be designed and built to meet the demands of hyper-scale cloud service providers, international gaming and media platforms, and global content delivery networks with a view to attracting them to locate their main regional hubs in the Kingdom. In addition, the data centers will host digital government infrastructure development initiatives, including the Saudi Internet Exchange Point scheme, and be centers for co-locating Saudi Arabian government workloads. |  | March 2026 - The project is still in the initial stages of development. June 2025 - We have not been able to obtain further updates on this project. We have retained the same project stage and amended the key dates accordingly. We will update the profile as soon as we obtain any new information. December 2024 - We have not been able to obtain further updates on this project. We have retained the same project stage and amended the key dates accordingly. We will update the profile as soon as we obtain any new information. February 2024 - The project is in the study stage and it is expected to be complete by 2026. January 2024 - The project is still in the initial stages of development. October 2023 - The project is still in the initial stages of development. April 2023 - The project is still in initial planning phase and no future course of action has been decided on the project yet. August 22, 2022 - The client has signed a key business principle agreement with Tamasuk Holding Co to develop and operate the project. | No Major Development | 0 | Not Funded / Unconfirmed | Public | Ministry of Communications and Information Technology, Saudi Arabia
361579 | 361579 | 2026-03-15 06:23 | Saudi Telecom – Dammam Data Center – Eastern Province | Saudi Telecom – Dammam Data Center – Eastern Province | https://construction.globaldata.com/Projects/Overview/361579 | Planning | Parent | 1000 | 2019 Q1 | 2028 Q3 | 2030 Q3 | Middle East and Africa | Saudi Arabia | Eastern Province | Dammam | Dammam |  | Commercial & Leisure | Data Center | Data Center |  | Low | New | Onshore | Saudi Telecom Company (STC) is planning to undertake the construction of next-generation cloud-enabled Data Center in Dammam, Saudi Arabia. The project involves the IT Load Capacity: The facility is planned as 125 MW, Power Infrastructure: Dual utility grid feeds ensure redundancy, Backup and Resilience: The facility will include N+1 redundancy UPS systems combined with on-site diesel generators, Data Centre Type: The project is planned as carrier-owned, multi-tenant colocation and cloud-enabled data centre supporting telecom, Cooling Systems: High-efficiency mechanical cooling systems with optimised airflow management, hot-aisle/cold-aisle containment, Energy Efficiency: Designed with a focus on improved Power Usage Effectiveness (PUE), Floor Loading Capacity: Engineered to support heavy IT and power equipment, Power Density: The infrastructure is designed to accommodate medium- to high-density rack configurations, Rack Configuration: The facility will support Standard 19-inch IT racks, configurable for enterprise and carrier-grade deployments. The project is in initial stage of development. The client has secured US$8.70bn funding for the development of the project. | 26.4344 | 50.1033 | Saudi Telecom Company (STC) is planning to undertake the construction of next-generation cloud-enabled Data Center in Dammam, Saudi Arabia. The new data center will provide world-class seamless data distribution with IT Computing power at maximum capacity of 125 MW with energy optimization solutions in the Kingdom. The US$1000 million project included the following: Key Technical Features: 1. IT Load Capacity: The facility is planned as 125 MW 2. Power Infrastructure: Dual utility grid feeds ensure redundancy 3. Backup and Resilience: The facility will include N+1 redundancy UPS systems combined with on-site diesel generators. 4. Data Centre Type: The project is planned as carrier-owned, multi-tenant colocation and cloud-enabled data centre supporting telecom. 5. Cooling Systems: High-efficiency mechanical cooling systems with optimised airflow management, hot-aisle/cold-aisle containment 6. Energy Efficiency: Designed with a focus on improved Power Usage Effectiveness (PUE). 7. Floor Loading Capacity: Engineered to support heavy IT and power equipment. 8. Power Density: The infrastructure is designed to accommodate medium- to high-density rack configurations 9. Rack Configuration: The facility will support Standard 19-inch IT racks, configurable for enterprise and carrier-grade deployments. | Heating, ventilation and air conditioning (HVAC); Hyperscale Data Center | A Datacenter is being planned in Saudi Arabia. |  | March 2026 - We have not been able to obtain further updates on this project. We have retained the same project stage and amended the key dates accordingly. We will update the profile as soon as we obtain any new information. June 2025 - We have not been able to obtain further updates on this project. We have retained the same project stage and amended the key dates accordingly. We will update the profile as soon as we obtain any new information. November 2024 - We have not been able to obtain further updates on this project. We have retained the same project stage and amended the key dates accordingly. We will update the profile as soon as we obtain any new information. February 2024 - We have not been able to obtain further updates on this project. We have retained the same project stage and amended the key dates accordingly. We will update the profile as soon as we obtain any new information. June 2023 - We have not been able to obtain further updates on this project. We have retained the same project stage and amended the key dates accordingly. We will update the profile as soon as we obtain any new information. October 2022 - We have not been able to obtain further updates on this project. We have retained the same project stage and amended the key dates accordingly. We will update the profile as soon as we obtain any new information. January 21, 2022 - The project is in initial stage of development. | Information Unavailable |  | Not Funded / Unconfirmed | Public | Saudi Telecom Co
538596 | 538548 | 2026-03-13 18:31 | Quantica Infra – Big Sky Data Center Campus: Phase I – Montana | Quantica Infra – Big Sky Data Center Campus – Montana | https://construction.globaldata.com/Projects/Overview/538596 | Planning | Sub | 3500 | 2025 Q3 | 2027 Q1 | 2030 Q4 | North America | United States | Montana | Billings |  |  | Commercial & Leisure | Data Center | Data Center |  | Medium | New | Onshore | Quantica Infrastructure is planning to undertake the construction of a hyperscale data center called "Big Sky Campus" in Billings, Montana, the US. The project involves the construction of a data center with a consumption capacity of 500MW. It includes data halls, a substation, conference rooms, break rooms, meet-me rooms, server rooms and parking spaces, and the installation of UPS/generators, safety and security systems. The facility is committed to operating on renewable energy from NorthWestern Energy Group and battery energy storage. Quantica Infrastructure to secure 1,000MW of power from Northwestern Energy by 2031 to operate the data center campus. The data center aims to serve the growing demand for AI and high-performance computing. Construction works are expected to be completed by 2030. | 45.781 | -108.7373 | The project involves the construction of a data center with a consumption capacity of 500MW in Billings, Montana, the US. The US$3,500 million project includes the following: 1. Construction of data halls 2. Construction of conference rooms 3. Construction of break rooms 4. Construction of a substation 5. Construction of meet-me rooms 6. Construction of parking spaces 7. Installation of UPS/generators 8. Installation of safety and security systems | Energy storage; Heating, ventilation and air conditioning (HVAC); Hyperscale Data Center |  |  | March 2026 - A public consultation is underway. November 2025 - The project is in the early stages of development. September 2025 - The project is in the early stages of development. Q3 2025 - Quantica announced plans to build a data center campus in Montana. | Project work on Schedule | 1 | Not Funded / Unconfirmed | Private | Quantica Infrastructure LLC
538548 | 538548 | 2026-03-13 18:30 | Quantica Infra – Big Sky Data Center Campus – Montana | Quantica Infra – Big Sky Data Center Campus – Montana | https://construction.globaldata.com/Projects/Overview/538548 | Planning | Parent | 7000 | 2025 Q3 | 2027 Q1 | 2034 Q4 | North America | United States | Montana | Billings |  |  | Commercial & Leisure | Data Center | Data Center |  | Medium | New | Onshore | Quantica Infrastructure is planning to undertake the construction of a hyperscale data center called "Big Sky Campus" in Billings, Montana, the US. The project involves the construction of a data center with a consumption capacity of 1,000MW on 2023ha of land. It includes data halls, a substation, conference rooms, break rooms, meet-me rooms, server rooms and parking spaces, and the installation of UPS/generators, safety and security systems. The campus will be developed in phases. The first phase includes a 500MW data center and will increase to 1,000MW in the remaining phases. The facility is committed to operating on renewable energy from NorthWestern Energy Group and battery energy storage. Quantica Infrastructure to secure 1,000MW of power from Northwestern Energy by 2031 to operate the data center campus. The data center campus aims to serve the growing demand for AI and high-performance computing. | 45.781 | -108.7373 | The project involves the construction of a data center with a consumption capacity of 1,000MW in Billings, Montana, the US. The US$7,000 million project includes the following: 1. Construction of data halls 2. Construction of conference rooms 3. Construction of break rooms 4. Construction of a substation 5. Construction of meet-me rooms 6. Construction of parking spaces 7. Installation of UPS/generators 8. Installation of safety and security systems | Energy storage; Heating, ventilation and air conditioning (HVAC); Hyperscale Data Center |  |  | March 2026 - A public consultation is underway. November 2025 - The project is in the early stages of development. September 2025 - The project is in the early stages of development. July 2025 - Quantica announced plans to build a data center campus in Montana. | Project work on Schedule | 1 | Not Funded / Unconfirmed | Private | Quantica Infrastructure LLC
536380 | 536380 | 2026-03-13 18:01 | Cornell Realty – Wildcat Ridge AI Data Center Campus – Pennsylvania | Cornell Realty – Wildcat Ridge AI Data Center Campus – Pennsylvania | https://construction.globaldata.com/Projects/Overview/536380 | Planning | Parent | 2100 | 2025 Q1 | 2027 Q1 | 2030 Q4 | North America | United States | Pennsylvania |  | Wildcat Rd & US-6 BUS | 18403 | Commercial & Leisure | Data Center | Data Center | Parking Facilities | Low | New | Onshore | Cornell Realty Management LLC is planning to build a colocation data center at Wildcat Rd and US-6 BUS in Archbald, Lackawanna County, Pennsylvania, the US. The project involves the construction of a 2,322,576m2 data center campus on 161.8ha of land. It involves the construction of 14 two-story data centers, each spanning 18,798m2, server rooms, a 29,357m2 commercial space with a 4,645m2 grocery store and 167m2 retail space, a substation and the installation of 574 diesel generators and UPS systems. The project is also includes the construction of two four-story, 7,897m2 buildings with one mixed-use, an office, a 89,18m2 surface parking lot with 360 spaces. LaBella Associates has been appointed as the consulting engineer. The facility will use a closed-loop adiabatic cooling system that will use both air and water to cool. | 41.4948 | -75.5369 | The project involves the construction of a 2,322,576m2 data center campus on 161.8ha of land in Archbald, Pennsylvania, the US The US$2,100 million project includes the following: 1. Construction of 14 two-story data centers, each spanning 18,798m2 2. Construction of server rooms 3. Construction of a 29,357m2 commercial space 4. Construction of a substation 5. Construction of a surface parking lot with 360 spaces 6. Installation of 574 diesel generators 7. Installation of Uninterrupted Power Supply (UPS) systems | Colocation Data Center; Heating, ventilation and air conditioning (HVAC) |  |  | March 2026 - The project held a public hearing on the project, and the council will vote on final conditional use permits in the coming months. August 2025 - Planning activities are underway. March 2025 - LaBella Associates has submitted plans to the Archbald Borough on behalf of the developer. Q1 2025 - A private developer announced plans to build a data center in Archbald. | No Major Development | 0 | Not Funded / Unconfirmed | Private | Cornell Realty Management |  |  | LaBella Associates DPC
538126 | 538126 | 2026-03-13 17:58 | ASP Data Center – Vaksdal AI Data Center – Norway | ASP Data Center – Vaksdal AI Data Center – Norway | https://construction.globaldata.com/Projects/Overview/538126 | Planning | Parent | 151 | 2025 Q1 | 2027 Q1 | 2029 Q4 | Europe | Norway |  |  | Fabrikkvegen, Dalekvam | 5722 | Commercial & Leisure | Data Center | Data Center |  | Medium | Upgrade | Onshore | Asp Data Center, owned by Asp Eiendom AS, is planning to upgrade a former industrial building into a data center in Vaksdal Municipality, Norway. The project involves construction of a 48,500m2 AI data center with a consumption capacity of 20MW in the first phase. It includes the construction of data halls, meet-me rooms, server rooms, a substation, a parking facility and the installation of generators and uninterruptible power supply (UPS) units, cooling systems and safety and security systems. The facility will draw power from the utility grid. Asp Eiendom AS has purchased the former industrial building in Vaksdal Municipality. Propcap has completed the transaction on behalf of Asp Data Center. The project can be expandable up to 300MW in the future. | 60.4768 | 5.7407 | The project involves the construction of a 48,500m2 data center with a consumption capacity of 20MW in Vaksdal Municipality, Norway. The US$151 million project includes the following: 1. Construction of data halls 2. Construction of meet-me rooms 3. Construction of server rooms 4. Construction of a substation 5. Construction of a parking facility 6. Installation of a cooling system 7. Installation of safety and security systems | Hyperscale Data Center |  |  | March 2026 - Planning activities are underway. September 2025 - Asp Eiendom AS has purchased the former industrial building in Vaksdal Municipality to build a data center. Q1 2025 - Asp Data Center announced plans to build a data center in Vaksdal. | No Major Development | 0 | Not Funded / Unconfirmed | Private | ASP Data Center
480379 | 480379 | 2026-03-13 17:07 | Galaxy Digital / Metrobloks/ SLNH – Project Kati Data Center Campus – Texas | Galaxy Digital / Metrobloks/ SLNH – Project Kati Data Center Campus – Texas | https://construction.globaldata.com/Projects/Overview/480379 | Execution | Parent | 700 | 2024 Q1 | 2025 Q3 | 2028 Q4 | North America | United States | Texas |  | Willacy County |  | Commercial & Leisure | Data Center | Data Center |  |  | New | Onshore | Soluna Holdings, Inc. (Soluna), Galaxy Digital Inc. (Galaxy) are undertaking the construction of a hyperscale data center in Willacy County, Texas, the US. The project includes the construction of a data center with a consumption capacity of 183MW. It includes the construction of meeting rooms, administrative space, server rooms, parking facilities, installation of equipment, cooling systems, and safety and security systems. The project will be developed in two phases. The first phase, Project Kati 1 is dedicated to Bitcoin mining operations in partnership with Galaxy, while the second phase Project Kati 2 will expand the site to support artificial intelligence (AI) and high-performance computing (HPC) infrastructure. Project Kati 1 will deliver 83MW of clean computing capacity, including 48MW for Galaxy and 35MW for Soluna’s Bitcoin Hosting. It is designed to accommodate approximately 12,000 next-generation Bitcoin mining rigs. Project Kati 2 will initial deliver 100MW of Critical IT (CIT) in the first phase with a potential to expand more than 300MW of total CIT capacity. In March 2025, EDF Renewables North America and Abu Dhabi Future Energy Company – Masdar, co-owners of the Las Majadas Wind Project, a total capacity of 273MW, have entered into a power purchase agreement (PPA) with Soluna. Under the terms of the agreement, Soluna will purchase up to 166MW of energy produced by the Las Majadas Wind Project to power the data center campus. In June 2025, Soluna secure US$20 million financing from Spring Lane Capital for a 35MW phase of the 83MW phase of Project Kati 1. In August 2025, Soluna expanded partnership with Galaxy. Under the new agreement, Galaxy will deploy proprietary bitcoin mining operations, previously housed at their Helios datacenter campus in the Texas panhandle, at a 48MW expansion of Soluna’s Project Kati 1. In January 2026, Soluna signed a memorandum of understanding (MOU) with Metrobloks, LLC (Metrobloks) to enter into a co-development partnership to build the second phase Kati 2. Twelve Architects Ltd has been appointed as the architect. In February 2026, Soluna received ERCOT approval to commence the initial energizing and phased commissioning of Kati 1. The energization will be split between Kati 1A, 48MW, in three phases and expected to be completed by the second quarter of 2026, and Kati 1B, 35MW, in three phases and expected to be completed by the third quarter of 2026. Kati 1B includes a 12MW deployment with Cormint Data Systems, where the company will design, procure, and deliver eight modular data center units. In March 2026, the first phase of K1A, 24MW has been fully commissioned, and the second phase energizing of K1A, 12MW and third phase, 12MW is nearing completion. Simultaneously, a new RFP for design services is expected to be issued to advance the first phase of Project Kati 2 to 30 percent schematic design. | 26.4554 | -97.5947 | The project includes the construction of a data center campus with a consumption capacity of 183MW in Texas, the US. The US$700 million project includes the following: 1. Construction of meeting rooms 2. Construction of administrative space 3. Construction of server rooms 4. Construction of parking facilities 5. Installation of equipment 6. Installation of cooling systems 7. Installation of safety and security systems | Heating, ventilation and air conditioning (HVAC); Hyperscale Data Center |  |  | March 2026 - Project Kati 1 commission is underway and design work for Project Kati 2 is underway. February 2026 - Soluna executed an equipment supply agreement with Cormint Data Systems to support Project Kati 1. January 2026 - Soluna entered into a co-development partnership Metrobloks to build Project Kati 2. September 18, 2025 - Ground-breaking ceremony was held on the project site marking the start of construction. August 2025 - Soluna expanded partnership with Galaxy Digital Inc. June 11, 2025 - Soluna secured US$20 million financing from Spring Lane Capital. March 18, 2025 - Soluna secured a US$5 million loan facility with Galaxy Digital Inc. February 2025 - The project finished the planning phase with the Electric Reliability Council of Texas (ERCOT). March 04, 2024 - Soluna Holdings signed a definitive Power Purchase Agreement (PPA) with EDF Renewables and Masdar. Q1 2024 - Soluna Holdings, EDF Renewables, and Masdar have announced plans to build data centers in Texas. | Project work on Schedule | 1 | Partially Funded | Private | Galaxy Digital Inc;Metrobloks LLC;Soluna Holdings Inc |  | Twelve Architects
378616 | 378616 | 2026-03-13 16:14 | 1547 Critical Sys – Chester County Data Center – Pennsylvania | 1547 Critical Sys – Chester County Data Center – Pennsylvania | https://construction.globaldata.com/Projects/Overview/378616 | Planning | Parent | 600 | 2022 Q3 | 2027 Q1 | 2030 Q4 | North America | United States | Pennsylvania | Chester | 760 Swedesford Road | 19312 | Commercial & Leisure | Data Center | Data Center |  | Low | New | Onshore | The Fifteenfortyseven Critical Systems Realty (1547) and Green Fig Land Company (GFLC) are planning to construct a hyperscale data center in Chester, Pennsylvania, the US. The project involves the construction of two two-story, 185,806m2 data centers with a consumption capacity of 290MW on 40.4ha of land. It includes the construction of a server room, meeting room, administrative building, parking facilities, installation of generators, air conditioning, and safety and security systems. The facility will be powered by carbon-free power capabilities with rooftop solar generating up to 7MW. JMR Engineering LLC has been appointed as the civil engineer and planner. | 40.0396 | -75.5843 | The project involves the construction of two, two-story, 185,806m2 data centers with a consumption capacity of 290MW on 40.4ha of land in Chester, Pennsylvania, the US. The US$600 million project includes the following: 1. Construction of server rooms 2. Construction of meeting rooms 3. Construction of an administrative building 4. Construction of parking facilities 5. Installation of generators 6. Installation of air conditioning 7. Installation of safety and security systems | Heating, ventilation and air conditioning (HVAC); Hyperscale Data Center |  |  | March 2026 - The project is facing opposition from residents. December 2025 - Planning activities are underway. September 01, 2025 - We have not been able to obtain further updates on this project. We have retained the same project stage and amended the key dates accordingly. We will update the profile as soon as we obtain any new information. October 2024 - Planning activities are underway. March 2024 - Planning activities are underway. May 2023 - Planning activities are underway. January 2023 - The developer is planning to submit a land development plan to the township. September 2022 - Planning activities are underway. August 31, 2022 - Fifteenfortyseven and Green Fig Land Co. announces plan for the construction of a new Pennsylvania data center campus. | Construction / Process obligation occurred | -3 | Not Funded / Unconfirmed | Private | fifteenfortyseven Critical Systems Realty LLC |  |  | JMR Engineering LLC
475010 | 475010 | 2026-03-13 15:57 | Caineal – Wickford AI data center – Essex | Caineal – Wickford AI data center – Essex | https://construction.globaldata.com/Projects/Overview/475010 | Pre-Design | Parent | 1752 | 2023 Q3 | 2027 Q2 | 2034 Q4 | Europe | United Kingdom | Essex | Basildon | next to the A127 and Old Nevendon Road, Wickford | SS12 0QD | Commercial & Leisure | Data Center | Data Center |  | Low | New | Onshore | Caineal LLP is planning to undertake the construction of a hyperscale data center next to the A127 and Old Nevendon Road, Wickford, Basildon, Essex, UK. The project involves the construction of an 18,330m2 data center on 1.8ha of land. It includes the construction of 27,000m2 of data halls and three-story office space, a 4,500m2 substation, and the installation of backup generators, underground power lines, and safety and security systems. The facility will use a closed-loop cooling system to recycle water and minimise wastage compared with older data centres. It will be equipped with reliable uninterruptible power supply (UPS) units and generators for backup power systems. The phased development includes £500 million (US$674 million) allocated for the main structural build and another £500 million (US$674 million) for hardware and systems integration. Arc MC Architects has been appointed as the architect and CPA Consulting Engineers as the civil engineer. The project will create 600 construction jobs and 120 permanent jobs. | 51.5924 | 0.50332 | The project involves the construction of an 18,330m2 data center on 1.8ha of land in Basildon, Essex, UK. The US$1,752 million project includes the following: 1. Construction of 27,000m2 of data halls 2. Construction of a three-story office space 3. Construction of a 4,500m2 substation 4. Installation of backup generators 5. Installation of underground power lines 6. Installation of safety and security systems | Heating, ventilation and air conditioning (HVAC); Hyperscale Data Center |  |  | March 2026 - Pre-design activities are underway. October 2025 - Canieal secured outline planning approval from the Basildon Borough Council. September 2025 - Caineal received an EIA screening approval from the Basildon Borough Council. January 2025 - Caineal submitted a revised EIA screening application to the Basildon Borough Council. January 2024 - The screening proposal was confirmed as non-EIA. December 2023 - Caineal submitted Environmental Impact Assessment (EIA) Screening Opinion Request plans to the Basildon Borough Council. Q3 2023 - Caineal announced plans to build a data center in Basildon, Essex, the UK. | No Major Development | 0 | Not Funded / Unconfirmed | Private | Caineal LLP |  | Arc:Mc Ltd | Crabtree Potts Associates Ltd
454789 | 454789 | 2026-03-13 15:55 | META – Aiken AI Data Center – South Carolina | META – Aiken AI Data Center – South Carolina | https://construction.globaldata.com/Projects/Overview/454789 | Execution | Parent | 800 | 2022 Q1 | 2024 Q3 | 2027 Q2 | North America | United States | South Carolina | Aiken | Sage Creek Blvd, Graniteville | SC 29829 | Commercial & Leisure | Data Center | Data Center |  |  | New | Onshore | Meta is undertaking the construction of a hyperscale data center campus at Sage Creek Blvd, Graniteville in Aiken County, South Carolina. The project involves the construction of a two-building data center, each with 69,677m2 on 971ha of land. It includes the construction of server rooms, administrative space, network management centers, and parking spaces, and the installation of safety and security systems. The project will be powered by 100% renewable energy (100MW solar farm in Orangeburg County, South Carolina). DPR Construction Inc. has been appointed as a contractor, Aiken Electric Cooperative Inc. as an electrical subcontractor, and SmartLam NA Enterprises US, LLC as a timber supply contractor. The construction works are expected to be completed by the second quarter of 2027. Once operational, the project will attain LEED Gold Certification, creating 1,000 construction jobs and 100 operational jobs. | 33.5873 | -81.8342 | The project involves the construction of a two buildings data center campus, each with 69,677m2 on 971ha of land in Aiken County, South Carolina, the US. The US$800 million project includes the following: 1. Construction of server rooms 2. Construction of an administrative space 3. Construction of network management centers 4. Construction of parking spaces 5. Installation of safety and security systems | Heating, ventilation and air conditioning (HVAC); Hyperscale Data Center; LEED |  |  | March 2026 - Construction works are underway. September 2025 - Construction works are underway. August 2024 - A groundbreaking ceremony held, marking the start of construction. April 2023 - Aiken County Council approved ordinances offering incentives to attract a major data center investment of at least US$800 million. Q1 2022 - Meta announced plans to build AI data center in South Carolina. | Project work on Schedule | 1 | Not Funded / Unconfirmed | Private | Meta Platforms Inc | DPR Construction Inc
510498 | 510498 | 2026-03-13 15:53 | TAC Data Centers – Northern Virginia Data Center – Virginia | TAC Data Centers – Northern Virginia Data Center – Virginia | https://construction.globaldata.com/Projects/Overview/510498 | Planning | Parent | 2000 | 2025 Q1 | 2027 Q2 | 2030 Q4 | North America | United States | Virginia |  |  |  | Commercial & Leisure | Data Center | Data Center |  | Medium | New | Onshore | TAC Data Centers is planning to construct a data center campus in Northern Virginia, the US. The project involves the construction of a 500MW, 185,806m2 data center campus on 50.5ha of land. It includes the construction of server rooms, meeting rooms, an administrative space, parking facilities, and the installation of cooling systems and equipment. It will be developed in two phases. | 38.5373 | -78.696 | The project involves the construction of a 500MW, 185,806m2 data center campus on 50.5ha of land in Northern Virginia, the US. The US$2,000 million project includes the following: 1. Construction of server rooms 2. Construction of meeting rooms 3. Construction of an administrative space 4. Construction of parking facilities 5. Installation of cooling systems 6. Installation of equipment | Colocation Data Center; Heating, ventilation and air conditioning (HVAC) |  |  | March 2026 - Planning activities are underway. June 2025 - Planning activities are underway. Q1 2025 - TAC Data Centers announced plans to build a data center in Northern Virginia. | No Major Development | 0 | Not Funded / Unconfirmed | Private | TAC Data Centers
420434 | 420434 | 2026-03-13 15:51 | Taylor & Mathis – Rock House Road Data Center – Georgia | Taylor & Mathis – Rock House Road Data Center – Georgia | https://construction.globaldata.com/Projects/Overview/420434 | Planning | Parent | 500 | 2023 Q2 | 2026 Q4 | 2029 Q3 | North America | United States | Georgia | Lithia Springs | at 1971 Rock House Road | 30122 | Commercial & Leisure | Data Center | Data Center |  | Low | New | Onshore | Taylor & Mathis is planning to construct a data center at 1971 Rock House Road in Lithia Springs, Georgia. The project involves the construction of a 136,100m2 data center. It includes the construction of four data center buildings, server rooms, meeting rooms, an office space, a substation, and the installation of generators, cooling systems, and safety and security systems. | 33.7489 | -84.614 | The project involves the construction of a 136,100m2 data center in Lithia Springs, Georgia, the US. The US$500 million project includes the following: 1. Construction of four data center buildings 2. Construction of server rooms 3. Construction of meeting rooms 4. Construction of an office space 5. Construction of a on-site substation 6. Installation of generators 7. Installation of cooling systems 8. Installation of elevators and security systems | Heating, ventilation and air conditioning (HVAC) |  |  | March 13, 2026 - We have not been able to obtain further updates on this project. We have retained the same project stage and amended the key dates accordingly. We will update the profile as soon as we obtain any new information. August 2025 - Planning activities are underway. September 13, 2024 - We have not been able to obtain further updates on this project. We have retained the same project stage and amended the key dates accordingly. We will update the profile as soon as we obtain any new information. October 2023 - Taylor & Mathis submitted a planning application to the Georgia Department of Community Affairs. Q2 2023 - Taylor & Mathis announced plans for the construction of a data center in Lithia Springs. | Information Unavailable |  | Not Funded / Unconfirmed | Private | Taylor & Mathis, Inc.
366120 | 366120 | 2026-03-13 15:19 | MSFT – 48 Lowe's Place Data Center – Ontario | MSFT – 48 Lowe's Place Data Center – Ontario | https://construction.globaldata.com/Projects/Overview/366120 | Execution | Parent | 100 | 2021 Q4 | 2024 Q4 | 2027 Q4 | North America | Canada | Ontario | Toronto | 48 Lowe's Place. | M9P 0A2 | Commercial & Leisure | Data Center | Data Center | Office Buildings; Parking Facilities |  | Redevelopment | Onshore | Microsoft Corporation (MSFT) is undertaking the construction a hyperscale data center in Toronto, Ontario, Canada. The project involves the construction of a 17m-tall, two-story data center with a floor area of 25,869m2. It includes the construction of a warehouse, a single-story office administration and support building, a storage facility, a wellness room, greenery, an outdoor seating area with patio furniture and other related facilities, 59 parking facilities, and the installation of equipment. WZMH Architects has been appointed as an architect and as a management contractor, Quinn Design Associates as a landscape architect, Morrison Hershfield, WSP, Ross & Baruzzini Inc, TEECOM, World Wide Technology as consulting engineers, GeoVerra Ltd as surveyor, and Del Sano Contracting Corp as contractor. | 43.7091 | -79.5473 | The project involves the construction of a 17m-tall, two-story data center with a floor area of 25,869m2 in Toronto, Ontario, Canada. The US$100 million project includes the following: 1. Construction of a warehouse 2. Construction of a single-story office administration and support building 3. Construction of a storage facility 4. Construction of a wellness room, greenery, an outdoor seating area with patio furniture 5. Construction of 59 parking facilities 6. Installation of equipment | Hyperscale Data Center | A data center is being built on the northeast corner of Lowe's Place and Resource Road, in Toronto's Kingsview Village-The Westway. It will replace a vacant single-story big box retail store and associated surface parking lot formerly operated by hardware giant Lowe's. |  | March 2026 - Construction works are underway. August 2025 - Construction works are underway. Q4 2024 - Construction activities are underway. January 2024 - Demolition works are underway. April 2023 - Demolition works are underway. March 2022 - An application was submitted to the City of Toronto. Q4 2021 - MSFT announced plans to construct a data center in Toronto. | Project work on Schedule | 1 | Not Funded / Unconfirmed | Private | Microsoft Corp | Del Sano Contracting Corp | Quinn Design Associates;WZMH Architects | GeoVerra Inc;Menard Canada (Geopac);Morrison Hershfield Group Inc;Ross & Baruzzini Inc;TEECOM DESIGN GROUP;World Wide Technology Inc;WSP Canada Inc
510300 | 510300 | 2026-03-13 14:50 | Calpine Corp – York County Data Center Campus – Pennsylvania | Calpine Corp – York County Data Center Campus – Pennsylvania | https://construction.globaldata.com/Projects/Overview/510300 | Planning | Parent | 5000 | 2025 Q3 | 2027 Q1 | 2035 Q4 | North America | United States | Pennsylvania | York | Peach Bottom Township | 17314 | Commercial & Leisure | Data Center | Data Center |  | Low | New | Onshore | Calpine Corp., owned by Energy Capital Partners (ECP), is planning to build a data center campus in Peach Bottom Township, York County, Pennsylvania, the US. The project involves the construction of a data center. It also includes the construction of server rooms, meeting rooms, an administrative space and parking facilities, and the installation of equipment, safety and security systems. The project is powered by the existing 828 MW dual-fuel York 2 Energy Center. As of March 2026, the project is in the process of securing engineering and regulatory approvals. The project will provide 2,500 construction jobs. | 39.9626 | -76.7277 | The project involves the construction of a data center campus at York II Energy Center, in Peach Bottom Township, York County, Pennsylvania, the US. The US$5,000 million project includes the following: 1. Construction of server rooms 2. Construction of meeting rooms 3. Construction of administrative space 4. Construction of parking facilities 5. Installation of equipment 6. Installation of safety and security systems | Heating, ventilation and air conditioning (HVAC) |  |  | March 2026 - Planning activities are underway. September 2025 - The project is in early stage of planning. July 2025 - Calpine Corp announced plan to construct a data center at the York II Energy Center in Peach Bottom Township, York County. | No Major Development | 0 | Not Funded / Unconfirmed | Private | Calpine Corp
471491 | 471491 | 2026-03-13 14:41 | MSFT – Kenosha Data Center – Wisconsin | MSFT – Kenosha Data Center – Wisconsin | https://construction.globaldata.com/Projects/Overview/471491 | Planning | Parent | 600 | 2024 Q2 | 2027 Q4 | 2029 Q4 | North America | United States | Wisconsin |  | northwest of Interstate 94 and Highway 142 | 53144 | Commercial & Leisure | Data Center | Data Center |  | Low | New | Onshore | Microsoft Corp., is planning to undertake the construction of data center campus in Kenosha, Wisconsin, the US. The project involves the construction of a four-building data center campus, each with a 23,226m2 area on 97.12ha of land. It includes the construction of office space, an on-site substation, stormwater detention ponds, server rooms and parking spaces, and the installation of HVAC systems, safety systems and elevators. The facility will use air cooling system. Navix Engineering has been appointed as a planner. | 42.6257 | -87.9645 | The project involves the construction of a four-building data center campus, each with a 23,226m2 area on 97.12ha of land in Kenosha, Wisconsin, the US. The US$600 million project includes the following: 1. Construction of office space 2. Construction of an on-site substation 3. Construction of server rooms 4. Construction of stormwater detention ponds 4. Construction of parking spaces 5. Installation of HVAC systems 6. Installation of safety systems and elevators | Heating, ventilation and air conditioning (HVAC); Hyperscale Data Center |  |  | March 2026 - Planning activities are underway. August 2025 - Planning activities are underway. January 2025 - Microsoft Corp bought the site. November 2024 - The city of Kenosha’s plan commission approved plans to annex and rezone land for a new data center. Q2 2024 - A Private developer announced the development of data centers in Kenosha. | No Major Development | 0 | Not Funded / Unconfirmed | Private | Microsoft Corp |  |  | Navix Engineering Inc
383000 | 383000 | 2026-03-13 14:29 | Digital Reef – East Havering Data Center Campus – Greater London | Digital Reef – East Havering Data Center Campus – Greater London | https://construction.globaldata.com/Projects/Overview/383000 | Planning | Parent | 5970 | 2022 Q1 | 2027 Q1 | 2033 Q4 | Europe | United Kingdom | Greater London |  | junction of Fen Lane and Dunnings Lane, straddling North Ockendon and Upminster |  | Commercial & Leisure | Data Center | Data Center | Energy Storage | Medium | New | Onshore | Digital Reef Ltd (Digital Reef) is planning to undertake the construction of hyperscale data center campus at the intersection of Dunnings Lane and Fen Road in the London Borough of Havering, the UK, approximately 24km east of London's Docklands data center hub. Strategically positioned on the boundary of Havering and Thurrock, just east of the M25. The project involves a 340,000m2 data center campus with a total power consumption capacity of 600MW, spanning 218ha of land. It includes the construction of 15 warehouse-sized data center buildings up to 21m tall each, a 50,000m2 battery storage system on 10ha of land and a 60,000m2 indoor space for heated horticulture facilities, a 2,800m2 district heating energy center, a 600m2 visitor center space, and a 20,000m2 electrical substation and distribution infrastructure space, server rooms, an administrative facility, parking spaces, and the installation of safety and security infrastructure. In addition, the data center will include rooftop and external heating, cooling, ventilation and back-up power plant mounted on gantry or similar supports along with Photovoltaic (PV) panels, rainwater harvesting systems and storage tanks. A key sustainability feature of the project is the integration of a 6,000m2 hydrogen fuel cell energy generation plant, aligning with Digital Reef’s commitment to delivering a zero-carbon facility. Additionally, an expansive 113ha Ecology Park will be developed in collaboration with the local community, providing new public green spaces, accessible footpaths, and cycling routes. The site also has the potential to become a leading innovation center for green technology, spanning energy, waste, agriculture, and land management while fostering skills development in science, technology, sustainability, and the data economy sectors. It is being divided into build zones. Typically, each build zone would accommodate between one to six data center buildings with a variety of building numbers and in sizes between approximately 8,000m2 and 60,000m2 gross floor area, depending on plot size and building data capacity requirements. Digital Reef has entered into a contract with UK Power Networks to power the facility. A proposed on-site UKPN substation will be connected to the existing Warley substaion to provide the power for the facility. It will be equipped with Hydro-treated Vegetable Oil (HVO) fuel-fired standby generators serving as emergency power source and will use water cooling system through rainwater harvesting. SLR Consulting Limited has been appointed as the consulting engineer, overseeing Environmental Impact Assessment (EIA) coordination, land quality and ground conditions evaluation, water environment and flood risk analysis, ecology and biodiversity studies, landscape planning and management, transport assessments, air quality evaluation, utility planning, cultural heritage considerations, topographic site surveying, minerals safeguarding assessment, and agricultural land classification. UrbanR, Reef Group’s in-house division, serves as the design consultant, while Ramboll was appointed in October 2023 to conduct the environmental impact assessment and Adams Hendry Consulting as the planning consultant and environmental consultant. The project is expected to generate approximately 1,240 permanent jobs upon completion, with an additional 2,800 jobs created annually during the construction phase across Havering. Furthermore, it is projected to contribute around US$17 million (GBP 13.5 million) per year to the local economy, driving regional growth and investment. In February 2024, Digital Reef launched a community engagement program to ensure local stakeholders remain informed and engaged in the development process. By May 2024, Digital Reef had provided an update to Havering Council's Strategic Planning Committee, highlighting ongoing collaboration with the Local Planning Authority (LPA) to advance documentation for the Local Development Order (LDO) process. Digital Reef has opted to pursue a Local Development Order (LDO) from the London Borough of Havering instead of a full planning application, enabling a more efficient approval process while minimizing the need for extensive public consultations. However, the project has faced setbacks due to unauthorized preliminary activities. In February 2025, initial survey works at the proposed site were dismantled after concerns arose regarding the lack of proper planning permissions. Local authorities intervened, emphasizing the importance of adhering to established planning regulations, which has led to increased scrutiny of the project's compliance with legal and procedural requirements. A consultation will be held from 6 March to 7 April 2026, allowing residents and stakeholders to review the documents and provide feedback before a final LDO decision. | 51.5579 | 0.23608 | The project involves the construction of a 340,000m2 data center campus with a combined consumption capacity of 600MW on 218ha of land in Havering, London, the UK. The US$5,970 million project includes the following: 1. Construction of 15 warehouse-sized data center buildings up to 21m tall each 2. Construction of server rooms 3. Construction of 50,000m2 battery storage system on 10ha pf land 4. Construction of a 6,000m2 hydrogen fuel cell energy generation plant 5. Construction of a 60,000m2 indoor space for heated horticulture facilities 6. Construction of a 2,800m2 district heating energy center 7. Construction of a 600m2 visitor center space 8. Construction of a 20,000m2 electrical substation and distribution infrastructure space 9. Construction of parking facilities 10. Installation of rooftop solar photovoltaic panels 11. Installation of external heating, cooling, and ventilation system 12. Installation of rainwater harvesting systems and storage tanks 13. Installation of safety and security systems | Heating, ventilation and air conditioning (HVAC); Hyperscale Data Center; Rainwater harvesting; Zero-Energy Building/Net-Zero Energy |  | https://www.easthaveringdatacentrecampus.com/ | March 2026 - Public consultations are underway. November 2025 - Planning activities are underway. February 2025 - Initial survey works at the proposed site were dismantled after concerns arose regarding the lack of proper planning permissions. November 2024 - The project was formally presented to the LBH Cabinet, marking its introduction to local government officials and stakeholders. June 2024 - Plans were unveiled for a 6,000 square meter hydrogen fuel cell energy generation plant to support the campus's power needs, aligning with the goal of creating a zero-carbon facility. February 2024 - Digital Reef launched a community engagement program . October 2023 - Ramboll was appointed to produce an EIA, and Adams Hendry Consulting was engaged as the planning consultant, ensuring environmental considerations are thoroughly addressed. April 2023 - Degital Reef submitted the project plans to Havering Council's strategic planning. Q1 2022 - Digital Reef announced plans to build a datacenter in Havering. | Project work on Schedule | 1 | Not Funded / Unconfirmed | Private | Digital Reef Ltd |  | UrbanR Ltd | Adams Hendry Consulting Ltd;Ramboll Environ UK Ltd;SLR Consulting Ltd
366013 | 366013 | 2026-03-13 14:19 | Vantage DC – Vantage Data Center Program – Quebec | Vantage DC – Vantage Data Center Program – Quebec | https://construction.globaldata.com/Projects/Overview/366013 | Execution | Program | 713 | 2021 Q3 | 2022 Q1 | 2027 Q2 | North America | Canada | Quebec |  |  |  | Commercial & Leisure | Data Center | Data Center |  |  | New | Onshore | Vantage Data Centers (Vantage) is undertaking the construction of a data center campus in Quebec, Canada. The program involves the construction of data centers with a capacity of 143MW. It includes the construction of an administrative space, office space, break rooms and parking facilities and the installation of equipment and safety and security systems. The program will be developed as follows: > Construction of new data center in Montreal. > Expansion of two data centers one in Montreal and the other in Quebec City. The 8,733m2 expansion of the Montreal data center will offer a 48MW capacity of power once completed. The in-house division of Vantage is undertaking design-build works. In March 2022, Construction commenced on the new data center. In 2024, the project secured US$55 million from Caisse De Depot Et Placement Du Quebec in funding for the project. | 52 | -72 | The program involves the construction of data centers with a capacity of 143MW in Quebec, Canada. The US$713 million (CAD900 million) program includes the following: 1. Construction of office space 2. Construction of break rooms 3. Construction of an administrative space 4. Construction of parking facilities 5. Installation of equipment 6. Installation of safety and security systems | Heating, ventilation and air conditioning (HVAC) |  |  |  | Project work on Schedule | 1 | Not Funded / Unconfirmed | Private | Vantage Data Centers UK Ltd
525573 | 525573 | 2026-03-13 13:53 | Impulsa Galicia – Galicia Green Data Center – Galicia | Impulsa Galicia – Galicia Green Data Center – Galicia | https://construction.globaldata.com/Projects/Overview/525573 | Design | Parent | 437 | 2023 Q1 | 2026 Q2 | 2029 Q4 | Europe | Spain | Galicia | A Coruna | in the Curtis-Teixeiro industrial estate |  | Commercial & Leisure | Data Center | Data Center | Underground | High | New | Onshore | Impulsa Galicia is planning the construction of the Galicia Green Data Center Project in Curtis, Galicia, Spain. The project is planned in three phases on a 4ha area. Phase One involves the construction of a data processing center building with a capacity of 5MW, with a gross floor area of 1,667m2, an office building, and an electrical transformer substation, which will have the chiller rooms and generator sets area, a data center complex, each with 5MW, with a gross floor area of 1,667m2 each, an electrical transformer substation (SET) attached to the Data Center, and laying of 66kV and 15kV underground transmission lines that connect the Sidegasa SET with the SET attached to the Data Center. The project also includes the construction of an administrative facility, server and technical rooms, the installation of 30,000 servers, cooling, and relevant equipment. Nostrum Group (formerly known as Ingenostrum Chile SpA) and Nexitic DC Consulting SL have been appointed as the engineering design consultant. The project will create 200 jobs in the construction phase and 100 jobs in operation. | 43.1546 | -8.018 | The project involves the construction of the Galicia Green Data Center Project in Curtis, Galicia, Spain. The US$437 million project includes the following: 1. Construction of a data processing center building with a capacity of 5MW, with a gross floor area of 1,667m2, an office building, and an electrical transformer substation in phase I 2. Construction of a data center complex, each with 5MW, with a gross floor area of 1,667m2 each, in phases II and III 3. Construction of an administrative facility 4. Construction of the server and technical rooms 5. Installation of 30,000 servers, cooling, and relevant equipment 6. Laying of 66kV and 15kV underground transmission lines will connect the Sidegasa SET | Green data center; PPP; Tier 3 Data Center |  |  | March 2026 - Administrative procedures are underway. August 2025 - Administrative procedures are underway. December 2023 - The design contract was awarded to Nostrum Group and Nexitic DC Consulting SL. March 2023 - Impulsa Galicia announced plans to build the Galicia Green Data Center in Curtis, Galicia. | Project work on Schedule | 1 | Not Funded / Unconfirmed | Public/Private | Impulsa Galicia |  | Ingenostrum Chile SpA;Nexitic DC Consulting SL
536418 | 525573 | 2026-03-13 13:48 | Impulsa Galicia – Galicia Green Data Center: Phase I – Galicia | Impulsa Galicia – Galicia Green Data Center – Galicia | https://construction.globaldata.com/Projects/Overview/536418 | Design | Sub | 44 | 2023 Q1 | 2026 Q2 | 2027 Q4 | Europe | Spain | Galicia | A Coruna | in the Curtis-Teixeiro industrial estate |  | Commercial & Leisure | Data Center | Data Center | Underground | High | New | Onshore | Impulsa Galicia is planning the construction of the Galicia Green Data Center: phase I in Curtis, Galicia, Spain. The project involves the construction of an office building and the first technical room with a gross floor area of 1,667m2, which will start with 2MW, expandable to 5MW. The project also includes the construction of an electrical transformer substation (SET) attached to the Data Center, laying of a 66kV underground transmission line to connect the Sidegasa SET with the SET attached to the Data Center, and a 15kV secondary supply in the Sidegasa SET, the installation of servers, cooling, and relevant equipment. Nostrum Group (formerly known as Ingenostrum Chile SpA) and Nexitic DC Consulting SL have been appointed as the engineering design consultants. | 43.1546 | -8.018 | The project involves the construction of the Galicia Green Data Center: phase I in Curtis, Galicia, Spain. The US$44 million project includes the following: 1. Construction of an office building and the first technical room with a gross floor area of 1,667m2, which will start with 2MW, expandable to 5MW 2. Construction of an electrical transformer substation (SET) attached to the Data Center 3. Laying of a 66kV underground transmission line to connect the Sidegasa SET with the SET attached to the Data Center 4. Laying of a 15kV secondary supply in the Sidegasa SET 5. Installation of servers, cooling systems, and relevant equipment | Green data center; PPP; Tier 3 Data Center |  |  | March 2026 - Administrative procedures are underway. August 21, 2025 - Administrative procedures are underway. December 2023 - The design contract was awarded to Nostrum Group and Nexitic DC Consulting SL. March 2023 - Impulsa Galicia announced plans to build the Galicia Green Data Center: phase I in Curtis, Galicia. | Project work on Schedule | 1 | Not Funded / Unconfirmed | Public/Private | Impulsa Galicia |  | Ingenostrum Chile SpA;Nexitic DC Consulting SL
525764 | 413324 | 2026-03-13 12:07 | Atman – Warsaw WAW-3 Data Center Campus: Building III – Masovian Voivodeship | Atman – Warsaw WAW-3 Data Center Campus – Masovian Voivodeship | https://construction.globaldata.com/Projects/Overview/525764 | Planning | Sub | 170 | 2022 Q4 | 2026 Q4 | 2027 Q4 | Europe | Poland | Masovian Voivodeship | Warsaw | Ozarowska 72, Duchnice. | 05-850 | Commercial & Leisure | Data Center | Data Center |  | Low | New | Onshore | Atman sp zoo is undertaking the construction of a Tier IV colocation data center in Duchnice near Ozarow Mazowiecki, to the west of Warsaw in Masovian Voivodeship, Poland. The project involves the construction of a 6,324m2 data center campus with a consumption capacity of 14.4MW. It includes data halls, office space, conference rooms, break rooms and parking spaces, and the installation of servers and safety and security systems. The project is committed to operating on 100% renewable energy with 2N redundancy and power density up to 50kW per rack with standard 4*16 A/230 V dual feed circuits. It will have uninterruptible power supply (UPS) units and diesel generators for power backup. It will use precision cooling systems supplemented with closed-loop industrial water and Computer Room Air Conditioning cooling systems (CRACS) with N+2 redundancy. It has been designed to meet ISO 9001:2015, ISO/IEC 27001:2022, EPI DCOS:202, European Code of Conduct for Energy Efficiency and SOC 1, SOC 2, PCI DSS certifications. | 52.2065 | 20.8084 | Atman is undertaking the construction of a 6,324m2 data center in Duchnice near Ozarow Mazowiecki, to the west of Warsaw in Masovian Voivodeship, Poland. The US$170 million project included the following: 1. Construction of data halls 2. Construction of a substation 3. Construction of system rooms 4. Construction of break rooms 5. Construction of server rooms 6. Construction of a substation 7. Construction of parking spaces 8. Installation of UPS/generators 9. Installation of servers 10. Installation of safety and security systems | Colocation Data Center; Heating, ventilation and air conditioning (HVAC); Tier 4 Data Center |  |  | March 2026 - Planning activities are underway. October 2025 - Planning activities are underway. August 2025 - Planning activities are underway. March 2025 - Planning activities are underway. April 2024 - Planning activities are underway. October 2023 - Planning activities are underway. Q4 2022 - Atman sp zoo announced plans to build a data center in Poland. | No Major Development | 0 | Not Funded / Unconfirmed | Private | Atman sp zoo
525763 | 413324 | 2026-03-13 12:06 | Atman – Warsaw WAW-3 Data Center Campus: Building II – Masovian Voivodeship | Atman – Warsaw WAW-3 Data Center Campus – Masovian Voivodeship | https://construction.globaldata.com/Projects/Overview/525763 | Planning | Sub | 170 | 2022 Q4 | 2026 Q4 | 2027 Q4 | Europe | Poland | Masovian Voivodeship | Warsaw | Ozarowska 72, Duchnice. | 05-850 | Commercial & Leisure | Data Center | Data Center |  | Low | New | Onshore | Atman sp zoo is undertaking the construction of a Tier IV colocation data center campus in Duchnice near Ozarow Mazowiecki, to the west of Warsaw in Masovian Voivodeship, Poland. The project involves the construction of a 6,324m2 data center with a consumption capacity of 14.4MW. It includes data halls, office space, conference rooms, break rooms and parking spaces, and the installation of servers and safety and security systems. The project is committed to operating on 100% renewable energy with 2N redundancy and power density up to 50kW per rack with standard 4*16 A/230 V dual feed circuits. It will have uninterruptible power supply (UPS) units and diesel generators for power backup. It will use precision cooling systems supplemented with closed-loop industrial water and Computer Room Air Conditioning cooling systems (CRACS) with N+2 redundancy. It has been designed to meet ISO 9001:2015, ISO/IEC 27001:2022, EPI DCOS:202, European Code of Conduct for Energy Efficiency and SOC 1, SOC 2, PCI DSS certifications. | 52.2065 | 20.8084 | Atman is undertaking the construction of a 6,324m2 data center in Duchnice near Ozarow Mazowiecki, to the west of Warsaw in Masovian Voivodeship, Poland. The US$170 million project included the following: 1. Construction of data halls 2. Construction of a substation 3. Construction of system rooms 4. Construction of break rooms 5. Construction of server rooms 6. Construction of a substation 7. Construction of parking spaces 8. Installation of UPS/generators 9. Installation of servers 10. Installation of safety and security systems | Colocation Data Center; Heating, ventilation and air conditioning (HVAC); Tier 4 Data Center |  |  | March 2026 - Planning activities are underway. October 2025 - Planning activities are underway. August 2025 - Planning activities are underway. March 2025 - Planning activities are underway. April 2024 - Planning activities are underway. October 2023 - Planning activities are underway. Q4 2022 - Atman sp zoo announced plans to build a data center in Poland. | No Major Development | 0 | Not Funded / Unconfirmed | Private | Atman sp zoo
413324 | 413324 | 2026-03-13 12:04 | Atman – Warsaw WAW-3 Data Center Campus – Masovian Voivodeship | Atman – Warsaw WAW-3 Data Center Campus – Masovian Voivodeship | https://construction.globaldata.com/Projects/Overview/413324 | Execution | Parent | 689 | 2022 Q2 | 2023 Q4 | 2027 Q4 | Europe | Poland | Masovian Voivodeship | Warsaw | Ozarowska 72, Duchnice. | 05-850 | Commercial & Leisure | Data Center | Data Center |  |  | New | Onshore | Atman is undertaking the construction of a Tier III colocation data center campus in Duchnice near Ozarow Mazowiecki, to the west of Warsaw in Masovian Voivodeship, Poland. The project involves the construction of an 18,972m2 data center campus, with a target IT capacity of 43.2MW on 2.2ha of land. It includes the construction of three 6,324m2 buildings with a consumption capacity of 14.4MW each, 36 data halls, office space, conference rooms, break rooms, server rooms, and parking facilities, and the installation of 50,000 servers and safety and security systems. The first building of WAW-3 will provide a 6,324m2 data center with 14.4MW of IT power. The project is committed to operating on 100% renewable energy with 2N redundancy and power density up to 50 kW per rack with standard 4*16 A/230 V dual feed circuits. It will have uninterruptible power supply (UPS) units and 43 diesel generators for power backup, and it will utilize precision cooling systems supplemented with closed-loop industrial water and Computer Room Air Conditioning cooling systems (CRACS) with N+2 redundancy. It has been designed to meet ISO 9001:2015, ISO/IEC 27001:2022, EPI DCOS:202, European Code of Conduct for Energy Efficiency and SOC 1, SOC 2, PCI DSS certifications. Totalbud has been appointed as the main contractor for the project. In October 2023, construction works on the first building commenced and were completed in September 2025. | 52.2065 | 20.8084 | The project involves the construction of an 18,972m2 data center campus, with a target IT capacity of 43.2MW on 2.2ha of land at Duchnice in Warsaw, Masovian Voivodeship, Poland. The US$689 million project includes the following: 1. Construction of three 6,324m2 buildings with a consumption capacity of 14.4MW each 2. Construction of 36 data halls 3. Construction of office space 4. Construction of conference rooms 5. Construction of break rooms 6. Construction of server rooms 7. Construction of parking facilities 8. Installation of 50,000 servers 9. Installation of 43 diesel generators 10. Installation of safety and security systems | Colocation Data Center; Heating, ventilation and air conditioning (HVAC); Tier 3 Data Center |  |  | March 2026 - Planning works are underway at the remaining buildings. October 2025 - Planning works are underway at the remaining buildings. September 2025 - Construction activities were completed on the first phase. July 2025 - Construction works are underway. April 2025 - Construction works are underway. December 2024 - Construction works are underway. June 2024 - Construction works are underway February 2024 - Construction works are underway. October 2023 - Construction works commenced. July 2023 - Planning activities are underway. December 2022 - Atman purchased land for WAW-3. Q2 2022 - Atman announced plans to build Atman Data Center Warsaw-3 (WAW-3) campus in Duchnice. | Project work on Schedule | 1 | Not Funded / Unconfirmed | Private | Atman sp zoo | Totalbud SA
472009 | 472009 | 2026-03-13 12:03 | TISS – Rome Data Center – Latium | TISS – Rome Data Center – Latium | https://construction.globaldata.com/Projects/Overview/472009 | Planning | Parent | 135 | 2024 Q4 | 2026 Q3 | 2026 Q4 | Europe | Italy | Latium | Rome |  |  | Commercial & Leisure | Data Center | Data Center |  | Medium | New | Onshore | Telecom Italia Sparkle SpA is planning to construct a colocation data center in Rome, Latium, Italy. The project involves the construction of a 25MW data center. It includes the construction of server rooms, substations, office space, administrative spaces, parking spaces, and the installation of high-performance graphics processing units (GPU) and safety and security systems. The new Data Center will be designed with the most modern standards of sustainable energy efficiency. It is committed to operating on the utility grid and will feature an evaporative cooling system, supplemented by rainwater recovery systems. Construction works are scheduled to be completed in the fourth quarter of 2026. The data center will run under the Noovle brand. | 41.8919 | 12.5113 | The project involves the construction of a 25MW data center in Rome, Latium, Italy. The US$135 million (EUR130 million) project includes the following: 1. Construction of server rooms 2. Construction of substation 3. Construction of office space 4. Construction of administrative spaces 5. Installation of high-performance graphics processing units (GPU) 6. Installation of safety and security systems | Colocation Data Center; Heating, ventilation and air conditioning (HVAC) |  |  | March 2026 - The project is in the early stages of planning. October 2025 - The project is in the early stages of planning. Q4 2024 - Telecom Italia announced plans to construct a data center in Rome. | No Major Development | 0 | Not Funded / Unconfirmed | Private | Telecom Italia Sparkle SpA
525890 | 525890 | 2026-03-13 12:01 | Equinix – ML8 Data Center – Lombardy | Equinix – ML8 Data Center – Lombardy | https://construction.globaldata.com/Projects/Overview/525890 | Planning | Parent | 110 | 2024 Q2 | 2027 Q2 | 2029 Q3 | Europe | Italy | Lombardy | Milan | Via Marisa Bellisario, 7 Settimo Milanese | 20019 | Commercial & Leisure | Data Center | Data Center |  | Low | New | Onshore | Equinix Inc is planning to undertake the construction of a Tier IV colocation data center on land near the ML7x campus at Via Marisa Bellisario, 7 Settimo Milanese in Milan, Lombardy, Italy. The project involves the construction of a 1,907m2 data center with a consumption capacity of 20MW. It includes data halls, office space, conference rooms, break rooms and parking spaces, and the installation of servers and safety and security systems. The project is committed to operating on 100% renewable energy and has a design PUE of 1.3. It will utilize a chilled water cooling system with N+1 redundancy. It has N+1 UPS and diesel engine generators for power backup. It is designed to meet ISO 22301, ISO 27001, ISO 45001, ISO 9001, PCI DSS, SOC 1 Type II, SOC 2 Type II, ISO 14001, ISO 50001 and LEED certifications. Kirby Group Engineering Ltd has been appointed as the mechanical and electrical engineer. | 45.4755 | 9.0372 | The project involves the construction of a 1,907m2 data center with a consumption capacity of 20MW on a land near the ML7x campus at Via Marisa Bellisario, 7 Settimo Milanese in Milan, Lombardy, Italy. The US$110 million project includes the following: 1. Construction of data halls 2. Construction of a substation 3. Construction of system rooms 4. Construction of break rooms 5. Construction of server rooms 6. Construction of a substation 7. Construction of parking spaces 8. Installation of UPS/generators 9. Installation of servers 10. Installation of safety and security systems | Colocation Data Center; LEED; Tier 4 Data Center |  |  | March 2026 - The project is in the early stages of planning. August 2025 - The project is in early stage of planning. February 2025 - The project is in early stage of planning. Q2 2024 - Equinix Inc announced plans to build a data center in Italy. | No Major Development | 0 | Not Funded / Unconfirmed | Private | Equinix Inc |  |  | Kirby Group Engineering Ltd
503726 | 503726 | 2026-03-13 11:36 | Beijing Sinnet Tech – Tianjin Baodi Data Center Phase III – Tianjin | Beijing Sinnet Tech – Tianjin Baodi Data Center Phase III – Tianjin | https://construction.globaldata.com/Projects/Overview/503726 | Execution | Parent | 484 | 2025 Q2 | 2025 Q4 | 2028 Q4 | Asia-Pacific | China | Tianjin | Tianjin |  |  | Commercial & Leisure | Data Center | Data Center | Switching Stations & Substations |  | New | Onshore | Sinnet Technology (Tianjin) Information Service Co. Ltd (STTIS), a subsidiary of Beijing Sinnet Technology Co. Ltd, is building a cloud computing base in Baodi District, Tianjin Municipality, China. The project involves the construction of four data center buildings, a 110KV substation, comprehensive buildings, supporting facilities, 30,000 racks, server rooms, an administrative office and parking facilities, and the installation of equipment and safety and security systems. | 39.71 | 117.336 | The project involves the construction of a cloud computing base in Baodi District, Tianjin Municipality, China. The US$484 million (CNY3,537 million) project includes the following: 1. Construction of four data center buildings 2. Construction of a 110KV substation 3. Construction of comprehensive buildings 4. Construction of supporting facilities 5. Construction of 30,000 racks 6. Construction of server rooms 7. Construction of administrative office 8. Construction of parking facilities 9. Installation of equipment 10. Installation of safety and security systems | Heating, ventilation and air conditioning (HVAC) |  |  | March 2026 - Civil construction activities are underway. April 2025 - STTIS announced plans to build a cloud computing base in Tianjin, China. | Project work on Schedule | 1 | Not Funded / Unconfirmed | Private | Beijing Sinnet Technology Co Ltd
328016 | 299951 | 2026-03-13 00:23 | Yotta Infra Solns – Chennai Data Center Park – Tamil Nadu | Yotta Infra Solns – Data Center Development Program – India | https://construction.globaldata.com/Projects/Overview/328016 | Execution | Parent | 536 | 2019 Q3 | 2023 Q2 | 2028 Q4 | Asia-Pacific | India | Tamil Nadu | Chennai | Hiranandani Parks, along the Singaperumal-Oragadam Highway | 631604 | Commercial & Leisure | Data Center | Data Center |  |  | New | Onshore | Yotta Infrastructure Solutions (Yotta), a subsidiary of Hiranandani Group, is undertaking the construction of a hyperscale data center park in chennai, Tamil Nadu, India. It is located at Hiranandani Parks on the Singaperumal-Oragadam highway. The project involves the construction of five data center buildings on 5.2ha of land with a combined consumption capacity of 140MW and a floor area of 21,368m2. It includes the construction of server rooms with a total of 25,000 racks, meeting rooms, administrative space, a 220/110kV electrical substation, a CNG power plant, and parking facilities, and the installation of generators, equipment, and cooling systems, safety, and security systems. The first building includes the construction of a 21,368m2 data center with a capacity of 25MW, comprising 5,000 racks. It will also include an on-site 220/110 KV electrical substation and a CNG power plant. It utilises cooling innovations such as adiabatic chillers, rear-door cooling, direct-to-chip liquid cooling, and cold aisle containment. | 13.0878 | 80.2785 | The project involves the construction of five data center buildings on 5.2ha of land with a capacity of 140MW, comprising 25,000 racks in Chennai, Tamil Nadu, India. The US$536 million project includes the following: 1. Construction of a 21,368m2 data center complex 2. Construction of server rooms 3. Construction of meeting rooms 4. Construction of administrative space 5. Construction of a 220/110kV electrical substation 6. Construction of a CNG power plant 7. Construction of parking facilities 8. Installation of generators 9. Installation of equipment and cooling systems 10. Installation of safety and security systems | Heating, ventilation and air conditioning (HVAC); Hyperscale Data Center |  |  | March 2026 - Construction works are underway. July 2025 - Construction works are underway. October 2024 - Construction works are underway. October 2024 - Construction works are underway. December 2023 - Construction works are underway. May 2023 - Construction works are underway. June 2022 - Construction work is yet to commence on the project. February 2021 - Planning activities are underway. July 2020 - Planning activities are underway. Q3 2019 - Yotta announced to construct a data center in Chennai. | Project work on Schedule | 1 | Not Funded / Unconfirmed | Private | Yotta Data Services Pvt Ltd
536925 | 536925 | 2026-03-12 18:20 | HUT – Latham Data Center – Illinois | HUT – Latham Data Center – Illinois | https://construction.globaldata.com/Projects/Overview/536925 | Planning | Parent | 5000 | 2024 Q4 | 2027 Q1 | 2029 Q4 | North America | United States | Illinois |  |  |  | Commercial & Leisure | Data Center | Data Center |  | Low | New | Onshore | Hut 8 is planning to undertake the construction of a hyperscale data center in Latham, Logan County, Illinois, the US. The project involves the construction of a 92,903m2 data center with a consumption capacity of 500MW on 80.9ha of land. It includes the construction of 12 data halls with 1,924 racks per data hall, server rooms, meeting rooms, an administrative space, parking facilities and the installation of generators, UPS systems and safety and security systems. The facility will use a closed-loop liquid cooling system for cooling. It is equipped with reliable uninterruptible power supply (UPS) units and generators for backup power systems. In December 2025, Hut 8 agreed to temporarily withdraw the rezoning request of the project so county officials and the public could have more time to hear and debate the details. | 39.9687 | -89.1623 | The project involves the construction of a 92,903m2 data center with a consumption capacity of 500MW on 80.9ha of land in Latham, Logan County, Illinois, the US. The US$5,000 million project includes the following: 1. Construction of 12 data halls with 1,924 racks per data hall 2. Construction of server rooms 3. Construction of meeting rooms 4. Installation of generators 5. Installation of UPS system 6. Installation of safety and security systems | Heating, ventilation and air conditioning (HVAC); Hyperscale Data Center |  |  | March 2026 - Planning activities are underway. September 2025 - Planning activities are underway. Q4 2024 - Hut 8 announced plans to build a data center in Illinois. | No Major Development | 0 | Not Funded / Unconfirmed | Private | Hut 8 Corp
524032 | 524032 | 2026-03-12 16:50 | Prologis – Old Ox Road Data Center – Virginia | Prologis – Old Ox Road Data Center – Virginia | https://construction.globaldata.com/Projects/Overview/524032 | Planning | Parent | 990 | 2024 Q1 | 2027 Q1 | 2030 Q4 | North America | United States | Virginia | Sterling | at the terminus of Executive Drive, west of Relocation Drive, and northeast of Old Ox Road | 20166 | Commercial & Leisure | Data Center | Data Center |  | Low | Redevelopment | Onshore | Prologis is planning to construct a hyperscale data center at 42121 and 45181 Global Plaza in Sterling, Virginia, the US. The project involves the redevelopment of 24,963m2 of existing flex-warehouse space into a 55,741m2 data center on 4ha of land. It includes the construction of a 2ha substation, server rooms with racks, control rooms, an administrative space, storage space, and the installation of generators, mechanical equipment, advanced cooling systems, safety, and security systems. The facility will draw power from the utility grid. | 38.9857 | -77.4388 | The project involves the construction of a 55,741m2 data center on 4ha of land located at the terminus of Executive Drive, west of Relocation Drive, and northeast of Old Ox Road in Sterling, Virginia, the US. The US$990 million project includes the following: 1. Construction of a 2ha substation 2. Construction of server rooms with racks 3. Construction of control rooms 4. Construction of an administrative space 5. Construction of storage space 6. Installation of generators 7. Installation of mechanical equipment 8. Installation of advanced cooling systems 9. Installation of safety and security systems | Heating, ventilation and air conditioning (HVAC); Hyperscale Data Center |  |  | March 2026 - The rezoning application is being considered by the Board of Supervisors. July 2025 - Loudoun County Planning Commission has recommended approval for the project. June 2024 - A rezoning application has been submitted to the Loudoun County. Q1 2024 - Prologis announced plans to build a data center in Sterling. | Project Awaiting Approvals | 0 | Not Funded / Unconfirmed | Private | Prologis Inc
561240 | 467105 | 2026-03-12 16:22 | DataBank – Red Oak AI Data Center Campus: DFW13 – Texas | DataBank – Red Oak AI Data Center Campus – Texas | https://construction.globaldata.com/Projects/Overview/561240 | Planning | Sub | 325 | 2025 Q1 | 2027 Q2 | 2028 Q4 | North America | United States | Texas | Dallas | Stainback Rd Red Oak | TX 75154 | Commercial & Leisure | Data Center | Data Center |  | Medium | New | Onshore | DataBank Ltd is planning to construct an AI, hyperscale, tierIII data center at Stainback Rd, Red Oak, in Dallas, Texas, the US. The project involves the construction of a 39,499m2 data center. It includes data halls, server rooms, a substation, and an administrative space,and the installation of generators, cooling systems, and safety and security systems. The project will be powered by 100% renewable energy from Oncor, and it will utilise a liquid-to-chip cooling system. JHET Architects has been appointed as an architect. The project is the first building of Phase 2. | 32.5394 | -96.7283 | The project involves the construction of a 39,499m2 data center in Dallas, Texas, the US. The US$325 million project includes the following: 1. Construction of data halls 2. Construction of server rooms 3. Construction of a substation 4. Construction of an administrative space 5. Installation of generators 6. Installation of cooling systems 7. Installation of safety and security systems | Hyperscale Data Center; Tier 3 Data Center |  |  | March 2026 - Planning activities are underway. March 2025 - DataBank announced plans to build a data center in Dallas. | No Major Development | 0 | Not Funded / Unconfirmed | Private | DataBank Ltd |  | JHET Architects
383589 | 383570 | 2026-03-12 16:14 | MSFT – Stover Data Center – North Carolina | MSFT – Catawba County Data Centers Program – North Carolina | https://construction.globaldata.com/Projects/Overview/383589 | Execution | Parent | 332 | 2022 Q4 | 2024 Q3 | 2028 Q4 | North America | United States | North Carolina | Hickory | west of US 321 adjacent to Hickory Lincolnton Hwy | 28092 | Commercial & Leisure | Data Center | Data Center |  |  | New | Onshore | Microsoft Corporation (MSFT) is undertaking the construction of a hyperscale data center west of US 321, adjacent to Hickory Lincolnton Hwy in Hickory, North Carolina, the US. The project involves the construction of five data center buildings with invidual capacity of 48MW (240MW) on 64.7ha of land. It includes the construction of an administrative space, server rooms with racks, meeting rooms, an innovation center and a parking space, and the installation of cooling systems and safety and security systems. Ames Construction Inc has been appointed as the excavation & earthwork sub-contractor and Clayco Inc as a general contractor. In Feb 2026, Microsoft submitted its 270 MW Stover North Data Center to the Duke Energy interconnection queue in Catawba County. In July 2024, construction work commenced, and it is scheduled for completion in 2028. | 35.4844 | -81.2323 | The project involves the construction of five data center buildings with invidual capacity of 48MW (240MW) on 64.7ha of land in Hickory, North Carolina, the US. The US$332 million project includes the following: 1. Construction of an administrative space 2. Construction of server rooms with racks 3. Construction of meeting rooms 4. Construction of an innovation center 5. Construction of a parking space 6. Installation of cooling systems 7. Installation of safety and security systems | Heating, ventilation and air conditioning (HVAC); Hyperscale Data Center | A data center is proposed for construction on the west of US 321, adjacent to Hickory Lincolnton Hwy. The project is a part of the US$1 billion Catawba County Four Data Centers project. |  | March 2026 - Construction work is underway. February 2026 - Microsoft has submitted its 270 MW Stover North Data Center to the Duke Energy interconnection queue in Catawba County. February 2025 - The project has been delayed. July 2024 - Excavation and earthwork commenced. September 2023 - Planning activities are underway. Q4 2022 - MSFT announced a plan to build a data center in Hickory. | Project work on Schedule | 1 | Not Funded / Unconfirmed | Private | Microsoft Corp | Clayco Inc
454066 | 454066 | 2026-03-12 16:09 | Chirisa Tech/ OWL/ PowerHouse – CoreWeave Data Center Program – United States | Chirisa Tech/ OWL/ PowerHouse – CoreWeave Data Center Program – United States | https://construction.globaldata.com/Projects/Overview/454066 | Execution | Program | 5000 | 2024 Q2 | 2024 Q3 | 2030 Q4 | North America | United States |  |  | Virginia, New Jersey, Pennsylvania, Texas, Kentucky, and Nevada. |  | Commercial & Leisure | Data Center | Data Center |  |  | New | Onshore | A joint venture between Blue Owl Capital, Chirisa Technology Parks (CTP), and PowerHouse is undertaking the construction of hyperscale data centers in Virginia, New Jersey, Pennsylvania, Texas, Kentucky and Nevada, the US. The program involves the construction of data centers for AI cloud firm CoreWeave. It includes the construction of administrative spaces, meeting rooms, server rooms, control rooms, storage rooms, and parking spaces, and the installation of equipment, safety, and security systems. In August 2024, Blue Owl Capital Inc., Chirisa Technology Parks (CTP), and PowerHouse signed a joint venture (JV) development agreement to develop large-scale AI/HPC data centers for CoreWeave. The first phase of this program involves the construction of a data center with a capacity of 120MW on 141.64ha of land at CTP in Chesterfield, Virginia, the US. In May 2025, the joint venture of Blue Owl Capital, Chirisa Technology Parks (CTP), and PowerHouse Data Centers closed a US$750 million funding transaction for the project. Construct works of the first phase commenced in 2024. | 39.7837 | -100.4459 | The program involves the construction of data centers for AI cloud firm CoreWeave in Virginia, New Jersey, Pennsylvania, Texas, Kentucky, and Nevada, the US. The US$5,000 million program includes the following: 1. Construction of administrative spaces 2. Construction of meeting rooms 3. Construction of server rooms 4. Construction of control rooms 5. Construction of storage rooms 6. Construction of parking spaces 7. Installation of equipment 8. Installation of safety and security system | Heating, ventilation and air conditioning (HVAC); Hyperscale Data Center | [5 empty] | Not Funded / Unconfirmed | Private | Blue Owl Capital Inc;Chirisa Technology Parks;PowerHouse Data Centers
539061 | 454066 | 2026-03-12 15:46 | Chirisa Tech/ OWL/ PowerHouse – Chesterfield AI Data Center – Virginia | Chirisa Tech/ OWL/ PowerHouse – CoreWeave Data Center Program – United States | https://construction.globaldata.com/Projects/Overview/539061 | Execution | Parent | 750 | 2024 Q2 | 2024 Q3 | 2026 Q4 | North America | United States | Virginia | Chester |  |  | Commercial & Leisure | Data Center | Data Center |  |  | New | Onshore | A joint venture between Blue Owl Capital, Chirisa Technology Parks (CTP), and PowerHouse IS is undertaking the construction of a hyperscale data center in Chesterfield, Virginia, the US. The project involves the construction of a data center with a consumption capacity of 120MW on 141.6ha of land. It includes the construction of data halls, meet-me rooms, server rooms, a substation, a parking facility and the installation of generators and uninterruptible power supply (UPS) units, direct-on-chip liquid cooling systems, and safety and security systems. In August 2024, Blue Owl Capital Inc., Chirisa Technology Parks (CTP), and PowerHouse signed a joint venture (JV) development agreement to develop large-scale AI/HPC data centers for CoreWeave. This project is part of a US$5,000 million program initiated by a joint venture of Blue Owl Capital Inc., Chirisa Technology Parks (CTP), and PowerHouse. In May 2025, the joint venture of Blue Owl Capital, Chirisa Technology Parks (CTP), and PowerHouse Data Centers closed a US$750 million funding transaction for the project. Construction works were started in 2024. | 37.3568 | -77.4416 | The project involves the construction of a data center with a consumption capacity of 120MW on 141.6ha of land in Chesterfield, Virginia, the US. The US$750 million project includes the following: 1. Construction of data halls 2. Construction of meet-me rooms 3. Construction of server rooms 4. Construction of a substation 5. Construction of a parking facility 6. Installation of generators and uninterruptible power supply (UPS) units 7. Installation of direct-on-chip liquid cooling systems 8. Installation of safety and security systems | Heating, ventilation and air conditioning (HVAC); Hyperscale Data Center |  |  | March 2026 - Construction activities are underway. September 2025 - Construction activities are underway. May 2025 - The joint venture of Blue Owl Capital, Chirisa Technology Parks (CTP), and PowerHouse Data Centers closed a US$750 million funding transaction for the project. September 2024 - Construction activities are underway. Q2 2024 - A joint venture between Blue Owl Capital, Chirisa Technology Parks (CTP), and PowerHouse announced plans to build a data center in Chesterfield. | Project work on Schedule | 1 | Not Funded / Unconfirmed | Private | Blue Owl Capital Inc;Chirisa Technology Parks;PowerHouse Data Centers
478990 | 478990 | 2026-03-12 15:44 | ISPT Pty – Julius Avenue Data Center – New South Wales | ISPT Pty – Julius Avenue Data Center – New South Wales | https://construction.globaldata.com/Projects/Overview/478990 | Planning | Parent | 1023 | 2024 Q3 | 2027 Q1 | 2030 Q4 | Asia-Pacific | Australia | New South Wales |  | 6-8 Julius Avenue, North Ryde | 2113 | Commercial & Leisure | Data Center | Data Center | Office Buildings; Parking Facilities | Medium | New | Onshore | ISPT is planning to construct a hyperscale data center in North Ryde, Sydney, Australia. The project involves the construction of a six-storey, 25,204m2 data center with a power capacity of 169MW on 2.86ha of land. It includes the construction of 12 data halls across with an IT load of 115.2MW, a five-storey 1,278m2 office building, a six-storey enclosed generator gantry, loading dock and servicing areas, storage areas, switchrooms and storerooms, a rooftop plant, industrial water tanks and fuel tanks, an on-site 132kV/33kV subtransmission switching station (STSS), 54 car parking spaces, and the installation of mechanical equipment, 72 back-up generators, safety and security systems. The facility draws power from the utility grid operated by Ausgrid. It utilises water-cooled chiller system for the data halls, utilising open circuit cooling towers (CTs), water cooled chillers, and fan wall units (FWUs). The project will create 3,400 jobs. Willowtree Planning has been appointed as a planner, Greenbox Architecture as an architect, Arcadia as a landscape architect, PTC consultants as a traffic consultant, Douglas Partners as a geotechnical consultant, Taylor Thomson Whitting (TTW) as a civil engineer, Arup, Northstar, GML Heritage, and Rider Levett Bucknall as the consultants. | -33.7985 | 151.143 | The project involves the construction of a six-story, 25,204m2 data center with a capacity of 169MW on 2.86ha of land at 6-8 Julius Avenue, North Ryde, Sydney, Australia. The US$1,023 million project includes the following: 1. Construction of 12 data halls across with an IT load of 115.2MW 2. Construction of a five-storey 1,278m2 office building 3. Construction of a six-storey enclosed generator gantry 4. Construction of loading dock and servicing areas 5. Construction of storage areas 6. Construction of switchrooms and storerooms 7. Construction of a rooftop plant 8. Construction of industrial water tanks and fuel tanks 9. Construction of an on-site 132kV/33kV STSS 10. Construction of 54 car parking spaces 11. Installation of mechanical equipment 12. Installation of 72 back-up generators 13. Installation of safety and security systems | Heating, ventilation and air conditioning (HVAC); Hyperscale Data Center |  |  | March 2026 - The state significant development application and EIS is on public exhibition. August 2025 - The EIS has been prepared. February 2025 - The project is in the process of preparing the Environmental Impact Statement (EIS). Q3 2024 - ISPT announced plans to construct a data center in Sydney. | Project work on Schedule | 1 | Not Funded / Unconfirmed | Private | ISPT Pty Ltd |  | Arcadia Landscape Architecture;Greenbox Architecture | Arup Australia Pty Ltd;Douglas Partners Pty Ltd;GML Heritage Pty Ltd;Northstar Air Quality Pty Ltd;Ptc Consultants;Rider Levett Bucknall Sa Pty Ltd;Taylor Thomson Whitting;Willowtree Planning Pty Ltd
537741 | 537741 | 2026-03-12 15:11 | HUT – Project 3 Data Center – Texas | HUT – Project 3 Data Center – Texas | https://construction.globaldata.com/Projects/Overview/537741 | Planning | Parent | 540 | 2025 Q1 | 2027 Q2 | 2028 Q4 | North America | United States | Texas |  |  |  | Commercial & Leisure | Data Center | Data Center |  | Medium | New | Onshore | Hut 8 is planning to undertake the construction of a data center in Texas, the US. The project involves the construction of a data center with a consumption capacity of 180MW. It includes the construction of data halls, meet-me rooms, server rooms, a substation, a parking facility and the installation of generators and uninterruptible power supply (UPS) units, cooling systems and safety and security systems. It is equipped with reliable uninterruptible power supply (UPS) units and generators for backup power systems. It also features an advanced cooling system, ensuring optimal performance and efficiency with maximum reliability. | 31.2639 | -98.5456 | The project involves the construction of a data center with a consumption capacity of 180MW in Texas, the US. The US$540 million project includes the following: 1. Construction of data halls 2. Construction of meet-me rooms 3. Construction of server rooms 4. Construction of a substation 5. Construction of a parking facility 6. Installation of generators and uninterruptible power supply (UPS) units 7. Installation of the cooling system 8. Installation of safety and security systems | Cryptocurrency; Heating, ventilation and air conditioning (HVAC) |  |  | March 2026 - Planning activities are underway. September 2025 - Planning activities are underway. Q1 2025 - Hut 8 announced plans to build a data center in Texas. | No Major Development | 0 | Not Funded / Unconfirmed | Private | Hut 8 Corp
558793 | 558793 | 2026-03-12 14:41 | KB Securities/ NH Invest/ Nscale/ Quantum 11/ Samsung Securities – Gumi AI Data Center Campus – Gyeongsangbuk-do | KB Securities/ NH Invest/ Nscale/ Quantum 11/ Samsung Securities – Gumi AI Data Center Campus – Gyeongsangbuk-do | https://construction.globaldata.com/Projects/Overview/558793 | Planning | Parent | 5000 | 2025 Q2 | 2026 Q2 | 2029 Q4 | Asia-Pacific | South Korea | Gyeongsangbuk-do | Gumi | Gumi Hi-Tech Valley |  | Commercial & Leisure | Data Center | Data Center |  | Medium | New | Onshore | The Quantum Eleven consortium includes Quantum Eleven, Nscale, NH Investment & Securities, KB Securities, and Samsung Securities are planning to construct a hyperscale AI data center in Gumi, Gyeongsangbuk-do, North Gyeongsang Province, South Korea. The project involves the construction of a data center with a consumption capacity of 1,300MW. It includes the construction of data halls, server rooms, an administrative space, and the installation of genertaors, cooling systems, and safety and security systems. It will be developed in three phases. Phase I involves the construction of a data center with a capacity of 300MW at a cost of US$3,060 million. In December 2025, Gumi City signed a memorandum of understanding with the Quantum Eleven consortium to establish an advanced AI data center. Construction of first phase is scheduled to commence in 2026 and is expected to be completed in 2027. | 36.1196 | 128.3445 | The project involves the construction of a data center with a consumption capacity of 1,300MW in Gumi, Gyeongsangbuk-do, South Korea. The US$5,000 million project includes the following: 1. Construction of data halls 2. Construction of server rooms 3. Construction of an administrative space 4. Installation of generators 5. Installation of cooling systems 6. Installation of safety and security systems | Hyperscale Data Center |  |  | March 2026 - Planning activities are underway. December 18, 2025 - Gumi City signed a memorandum of understanding with the Quantum Eleven consortium. Q2 2025 - Quantum Eleven Consortium announced plans for the construction of a data center in Gumi. | Project work on Schedule | 1 | Not Funded / Unconfirmed | Private | KB Securities Co Ltd;NH Investment & Securities Co Ltd;Nscale AS;Quantum 11 LLC;Samsung Securities Co Ltd
470424 | 470424 | 2026-03-12 14:36 | Attero Recycling/ TCIL/ Yotta Infra Solns – Vasant Kunj Indian Coast Guard Data Center – NCT | Attero Recycling/ TCIL/ Yotta Infra Solns – Vasant Kunj Indian Coast Guard Data Center – NCT | https://construction.globaldata.com/Projects/Overview/470424 | Execution | Parent | 70 | 2024 Q1 | 2024 Q4 | 2026 Q4 | Asia-Pacific | India | NCT | Delhi | Vasant Kunj | 110070 | Commercial & Leisure | Data Center | Data Center |  |  | New | Onshore | A joint venture between Telecommunications Consultants India Limited (TCIL), Yotta Infrastructure and Attero is undertaking the construction of an enterprise data center in Vasant Kunj, Delhi, India. The project involves the construction of a data center. It includes the construction of server rooms, meeting rooms, administrative space, and parking facilities, and the installation of related equipment and cooling systems. It will be the first full-fledged data center for the Indian Coast Guard. It will play a crucial role in digitally transforming the Indian Coast Guard, integrating an ERP system that links 109 offices and 88 ships. Moreover, this full-fledged data center promises to streamline and strengthen the organization’s digital operations. TCIL and Yotta have signed an agreement that includes a 5-year operational expenditure (opex) and a 2-year hardware warranty. In November 2024, foundation stone laid, marking the start of construction with completion scheduled by the fourth quarter of 2027. | 28.5192 | 77.1369 | The project involves the construction of a data center in Vasant Kunj, Delhi, India. The US$70 million project includes the following: 1. Construction of server rooms 2. Construction of meeting rooms 3. Construction of an administrative space 4. Construction of parking facilities 5. Installation of related equipment 6. Installation of cooling systems | Enterprise Data Center; Tier 3 Data Center |  |  | March 2026 - Construction works are underway. September 2025 - Construction works are underway. November 2024 - Construction works are underway. November 2024 - Foundation stone laid, marking the start of construction. Q1 2024 - TCIL, along with Yotta Infrastructure, and Attero announced plans to build a data center in New Delhi, India. | Project work on Schedule | 1 | Not Funded / Unconfirmed | Public/Private | Attero Recycling Pvt. Ltd.;Telecommunications Consultants India Ltd;Yotta Data Services Pvt Ltd
561438 | 558793 | 2026-03-12 14:36 | KB Securities/ NH Invest/ Nscale/ Quantum 11/ Samsung Securities – Gumi AI Data Center Campus: Phase I – Gyeongsangbuk-do | KB Securities/ NH Invest/ Nscale/ Quantum 11/ Samsung Securities – Gumi AI Data Center Campus – Gyeongsangbuk-do | https://construction.globaldata.com/Projects/Overview/561438 | Planning | Sub | 3060 | 2025 Q2 | 2026 Q2 | 2027 Q4 | Asia-Pacific | South Korea | Gyeongsangbuk-do | Gumi | Gumi Hi-Tech Valley |  | Commercial & Leisure | Data Center | Data Center |  | Medium | New | Onshore | The Quantum Eleven consortium includes Quantum Eleven, Nscale, NH Investment & Securities, KB Securities, and Samsung Securities are planning to construct a hyperscale AI data center in Gumi, Gyeongsangbuk-do, North Gyeongsang Province, South Korea. The project involves the construction of a data center with a consumption capacity of 300MW. It includes the construction of data halls, server rooms, an administrative space, and the installation of genertaors, cooling systems, and safety and security systems. Construction is scheduled to commence in 2026 and is expected to be completed in 2027. | 36.1196 | 128.3445 | The project involves the construction of a data center with a consumption capacity of 300MW in Gumi, Gyeongsangbuk-do, South Korea. The US$3,060 million project includes the following: 1. Construction of data halls 2. Construction of server rooms 3. Construction of an administrative space 4. Installation of generators 5. Installation of cooling systems 6. Installation of safety and security systems | Hyperscale Data Center |  |  | March 2026 - Planning activities are underway. December 2025 - Gumi City signed a memorandum of understanding with the Quantum Eleven consortium. Q2 2025 - Quantum Eleven Consortium announced plans for the construction of a data center in Gumi. | Project work on Schedule | 1 | Not Funded / Unconfirmed | Private | KB Securities Co Ltd;NH Investment & Securities Co Ltd;Nscale AS;Quantum 11 LLC;Samsung Securities Co Ltd
369980 | 369980 | 2026-03-12 14:19 | Kettle Wind/ Royall House – Nokesville Data Center Park – Virginia | Kettle Wind/ Royall House – Nokesville Data Center Park – Virginia | https://construction.globaldata.com/Projects/Overview/369980 | Planning | Parent | 2000 | 2021 Q1 | Awaiting Confirmation |  | North America | United States | Virginia |  | 13605 Vint Hill Rd. & 10705 Lonesome Rd | 20181 | Commercial & Leisure | Data Center | Data Center |  | Low | New | Onshore | Kettle Wind Family Limited Partnership (KWFLP) and Royall House Inc. (RH) are planning to construct a data center park at 13605 Vint Hill Road and 10705 Lonesome Road in Nokesville, Prince William County, Virginia, the US. The project involves the construction of 10 data center buildings on 112ha of land. It includes the construction of server rooms, control rooms, administrative space, office space, and parking facilities, and the installation of equipment and safety and security systems. In May 2021, developers submitted an application seeking to re-designate the land across from the intersection of Vint Hill Road and Pioneer Drive. It is equipped with reliable uninterruptible power supply (UPS) units and generators for backup power systems. It also features an advanced cooling system, ensuring optimal performance and efficiency with maximum reliability. | 38.7335 | -77.6003 | The project involves the construction of 10 data center buildings on 112ha of land in Nokesville, Prince William County, Virginia, the US. The US$2,000 million project includes the following: 1. Construction of server rooms 2. Construction of control rooms 3. Construction of administrative space 4. Construction of office space 5. Construction of parking facilities 6. Installation of equipment 7. Installation of safety and security systems | Colocation Data Center; Heating, ventilation and air conditioning (HVAC) |  |  | March 12, 2026 - We have not been able to obtain further updates on this project. We have retained the same project stage and amended the key dates accordingly. We will update the profile as soon as we obtain any new information. October 24, 2025 - We have not been able to obtain further updates on this project. We have retained the same project stage and amended the key dates accordingly. We will update the profile as soon as we obtain any new information. January 09, 2025 - We have not been able to obtain further updates on this project. We have retained the same project stage and amended the key dates accordingly. We will update the profile as soon as we obtain any new information. March 04, 2024 - We have not been able to obtain further updates on this project. We have retained the same project stage and amended the key dates accordingly. We will update the profile as soon as we obtain any new information. April 2023 - Planning activities are underway. May 2022 - Planning activities are underway. May 2021 - Kettle Wind Family Limited Partnership, Estate of Harold Ellis House and Royall House Inc. have submitted a rezoning application to the City of Manassas. Q1 2021 - KWFLP and RH announced plans to construct a data center park in Nokesville, Prince William County, Virginia. | Information Unavailable |  | Not Funded / Unconfirmed | Private | Kettle Wind Family LP;Royall House Inc
525964 | 525964 | 2026-03-12 13:56 | Equinix – KL2 Data Center – Kuala Lumpur | Equinix – KL2 Data Center – Kuala Lumpur | https://construction.globaldata.com/Projects/Overview/525964 | Execution | Parent | 192 | 2024 Q3 | 2025 Q4 | 2027 Q4 | Asia-Pacific | Malaysia | Kuala Lumpur | Kuala Lumpur |  |  | Commercial & Leisure | Data Center | Data Center |  |  | New | Onshore | Equinix is undertaking the construction of a colocation data center in Kuala Lumpur, Malaysia. The project involves the construction of a data center with 2,200 racks. It includes the construction of server rooms with racks, control rooms, an administrative space, storage space, meet-me rooms, and the installation of generators, air conditioning, safety, and security systems. The project will be developed in two phases with 1,100 racks each. Construction works on the first are expected to be completed in the second quarter of 2027 and on the second phase in the fourth quarter of 2027. | 3.1387 | 101.6046 | The project involves the construction of a data center with 2,200 racks in Kuala Lumpur, Malaysia. The US$192 million project included the following: 1. Construction of server rooms with racks 2. Construction of control rooms 3. Construction of an administrative space 4. Construction of storage space 5. Construction of meet-me rooms 6. Installation of generators 7. Installation of equipment 8. Installation of advanced cooling systems 9. Installation of safety and security systems | Colocation Data Center; Heating, ventilation and air conditioning (HVAC) |  |  | March 2026 - Construction works are underway. December 2025 - Construction works are underway. August 2025 - Planning activities are underway. May 2025 - Planning activities are underway. Q3 2024 - Equinix announced plans to build a data center in Kuala Lumpur. | Project work on Schedule | 1 | Not Funded / Unconfirmed | Private | Equinix Inc
368846 | 368846 | 2026-03-12 13:36 | Viettel – Viettel High-Tech Data and Research and Development Center – Ho Chi Minh City | Viettel – Viettel High-Tech Data and Research and Development Center – Ho Chi Minh City | https://construction.globaldata.com/Projects/Overview/368846 | Execution | Parent | 579 | 2022 Q2 | 2025 Q2 | 2030 Q2 | Asia-Pacific | Vietnam | Ho Chi Minh City | Cu Chi | Lot TT2-1, D2 Street, Tan Phu Trung Industrial Park | 733000 | Commercial & Leisure | Data Center | Data Center |  |  | New | Onshore | Viettel Group (Viettel) is undertaking the construction of a Tier III hyperscale data center at Lot TT2-1, D2 Street, Tan Phu Trung Industrial Park, in Ho Chi Minh City, Vietnam. The project involves the construction of a 75,000m2 data center on 4ha of land with a total capacity of 140MW. It includes the construction of data halls, server rooms, an administrative space, and a basement, and the installation of equipment, 10,000 racks, generators, and safety and security systems. It will be developed in phases. The data center will meet Uptime Tier III standards, with a 10KW average rack density, and the high-performance racks will support up to 60KW to handle AI and advanced cloud needs. It will use advanced cooling for better energy efficiency. The facility aims for a PUE of less than 1.4, ensuring high energy efficiency. Vietnam Construction and Import - Export (VINACONEX) has been appointed as a contractor. Construction works are expected to be completed by 2030. | 10.9266 | 106.5203 | The project involves the construction of a 75,000m2 data center with a capacity of 140MW in Tan Phu Trung Commune, Cu Chi District, Ho Chi Minh City, Vietnam. The US$579 million project includes the following: 1. Construction of data halls 2. Construction of server rooms 3. Construction of administrative space 4. Installation of 10,000 racks 5. Installation of equipment 6. Installation of generators 7. Installation of safety and security systems | Heating, ventilation and air conditioning (HVAC); Hyperscale Data Center; Tier 3 Data Center | A data center is being built in the Cu Chi district, a suburban district of Ho Chi Minh City. The project aims to meet the growing demand for data centers in the region and Viettel will work along with two districts to promote the digital transformation of infrastructure, governance, the economy and the overall society. |  | March 2026 - Construction activities are underway. January 2026 - Construction activities are underway. June 2025 - Construction activities are underway. April 2025 - Construction works commenced. June 2024 - Planning activities are underway. November 2023 - Planning activities are underway. March 2023 - Planning activities are underway. Q2 2022 - Viettel Group announced to build largest datacenter in Ho Chi Minh City, Vietnam. | Project work on Schedule | 1 | Not Funded / Unconfirmed | Private | Viettel Military Industry and Telecoms Group | Vietnam Construction and Import - Export
469887 | 469887 | 2026-03-12 13:32 | Corporate Office PT – Van Meter Data Center Campus – Iowa | Corporate Office PT – Van Meter Data Center Campus – Iowa | https://construction.globaldata.com/Projects/Overview/469887 | Planning | Parent | 3000 | 2024 Q3 | 2027 Q1 | 2030 Q4 | North America | United States | Iowa |  | 340th Trail | 50261 | Commercial & Leisure | Data Center | Data Center |  | Low | New | Onshore | Corporate Office Properties Trust (COPT) Defense Properties is planning to construct a hyperscale data center campus in Dallas County, Iowa, the US. The project involves the construction of a 306,580m2 data center campus with a capacity of 1,000MW on 147.71ha of land. It includes the construction of 15 buildings, each spanning a 20,440m2 area, two substations, server rooms, administration spaces and parking spaces, and the installation of safety and security systems. The facility will support cloud computing and artificial intelligence (AI) workloads. | 41.5463 | -93.9089 | The project involves the construction of a 306,580m2 data center campus with a capacity of 1,000MW on 147.71ha of land along the Raccoon River in Van Meter, Dallas County, Iowa, the US. The US$3,000 million project includes the following: 1. Construction of 15 buildings, each spanning a 20,440m2 area 2. Construction of two substations 3. Construction of server rooms 4. Construction of administration spaces 5. Construction of parking spaces 6. Installation of safety and security systems | Heating, ventilation and air conditioning (HVAC); Hyperscale Data Center |  |  | March 2026 - Planning activities are underway. August 2025 - Planning activities are underway. September 2024 - Corporate Office PT acquired the development site for US$32 million. Q2 2024 - Corporate Office PT announced plans to construct a data center campus in Van Meter, Iowa. | No Major Development | 0 | Not Funded / Unconfirmed | Public | COPT Defense Properties
425338 | 425338 | 2026-03-12 13:23 | Dc Blox DC – Atlanta East Hyperscale Data Center Campus – Georgia | Dc Blox DC – Atlanta East Hyperscale Data Center Campus – Georgia | https://construction.globaldata.com/Projects/Overview/425338 | Execution | Parent | 500 | 2023 Q4 | 2024 Q4 | 2027 Q1 | North America | United States | Georgia | Conyers | 1726 Farmer Road NW | 30012 | Commercial & Leisure | Data Center | Data Center |  |  | New | Onshore | DC Blox Data Centers (DC Blox DC) is undertaking the construction of a hyperscale data center campus in Conyers, Georgia, the US. The project involves the construction of a 69,677m2 data center campus with a capacity of 216MW on 29ha of land. It includes the construction of data halls, server rooms, a substation, an administrative space, and the installation of generators, safety and security systems. It will be developed in phases. Phase One includes the construction of a 14,864m2 floor area. The power for the facility will be provided by Georgia Power. It will be equipped with air-cooled chillers with thermal storage, interior vertical fan coil units and supported by N+2 redundancy on chillers and N+5 on vertical fan coolers. The facility will have an annualized PUE of 1.3. Evans General Contractors has been appointed as a general contractor, DLB Associates and Bennett & Pless Inc. as consulting engineers, Corgan Associates Inc. as an architect, and Thomas & Hutton as a civil engineer. | 33.6886 | -84.046 | The project involves the construction of a 69,677m2 data center campus with a capacity of 216MW on 29ha of land in Conyers, Georgia, the US. The US$500 million project includes the following: 1. Construction of data halls 2. Construction of server rooms 3. Construction of an administrative space 4. Construction of a substation 5. Installation of generators 6. Installation of safety and security systems | Heating, ventilation and air conditioning (HVAC); Hyperscale Data Center | A data center campus is being constructed in Rockdale County, Conyers. The project plan is to build a dark fiber ring around the Atlanta metropolitan area as part of the project. The ring will provide significant new fiber capacity for campus tenants and will also provide a resilient connection to the DC BLOX dark fiber route transiting from Atlanta to its Myrtle Beach, South Carolina, Cable landing station, offering global connectivity options. |  | March 2026 - Construction activities are underway. July 2025 - Construction activities are underway. October 2024 - A groundbreaking ceremony was held marking the start of construction. July 2024 - The project is awaiting approvals. January 2024 - DC Blox DC submitted the planning application to the City of Conyers. Q4 2023 - DC Blox DC announced plans to build a data center campus in Rockdale County. | Project work on Schedule | 1 | Not Funded / Unconfirmed | Private | Dc Blox Data Centers | Evans General Contractors | Corgan Associates Inc | Bennett & Pless Inc;Dlb Associates Consulting Engineers P.C.;Thomas & Hutton
474369 | 474369 | 2026-03-12 12:58 | Beyond – Poznan Data Center II Expansion – Greater Poland Voivodeship | Beyond – Poznan Data Center II Expansion – Greater Poland Voivodeship | https://construction.globaldata.com/Projects/Overview/474369 | Planning | Parent | 250 | 2024 Q3 | 2027 Q1 | 2029 Q4 | Europe | Poland | Greater Poland Voivodeship | Poznan | Beyond.pl Data Center 2 | 61-248 | Commercial & Leisure | Data Center | Data Center |  | Medium | Expansion | Onshore | Beyond.pl is planning to expand a Tier IV colocation data center in Poznan, Greater Poland Voivodeship, Poland. The project involves the expansion of the existing data center with a consumption capacity of 64MW. It includes the construction of server rooms, an administrative space and parking spaces, and the installation of a liquid cooling system and safety and security systems. The current capacity of the campus stands at 86MW and will be expanded to 150MW of IT capacity. It will be able to support high-density and AI workloads of up to 130+kW per rack. The facility has been committed to operating on renewable energy and will have a target Power Usage Effectiveness (PUE) of 1.2. It will utilize both liquid immersion cooling (LIC) and direct to chip (DTC) cooling systems.. | 52.3779 | 16.9765 | The project involves the expansion of the existing data center with a consumption capacity of 64MW in Poznan, Greater Poland Voivodeship, Poland. The US$250 million project includes the following: 1. Construction of server rooms 2. Construction of an administrative space 3. Construction of parking spaces 4. Installation of liquid cooling system 5. Installation of safety and security systems | Colocation Data Center; Tier 4 Data Center |  |  | March 2026 - Planning activities are underway. June 2025 - Planning activities are underway. Q3 2024 - Beyond.pl announced plans to expand a data center in Poznan. | No Major Development | 0 | Not Funded / Unconfirmed | Private | Beyond.pl Sp z oo
538883 | 473626 | 2026-03-12 12:04 | STP Planet DC – Silicon Tech Park Data Center Expansion – Rayong | Doma Infra/ Silicon Tech Park – Thailand Data Centers Program – Thailand | https://construction.globaldata.com/Projects/Overview/538883 | Planning | Parent | 40 | 2025 Q2 | 2027 Q1 | 2029 Q1 | Asia-Pacific | Thailand | Rayong | Ban Chang | 88 Ban Chang, Ban Chang District. | 21130 | Commercial & Leisure | Data Center | Data Center |  | Low | Expansion | Onshore | STP Planet DC Co Ltd is planning to undertake the expansion of a Tier III colocation data center at 88 Ban Chang in Silicon Tech Park, Rayong, within the Eastern Economic Corridor(EEC), Thailand. The project involves the construction of an expansion of the STP Planet data center from a consumption capacity of 1.8 to 10MW. It includes the construction of data halls, a substation, office space, break rooms, meet-me rooms and parking spaces, and the installation of racks and safety and security systems. The facility is committed to operating on 100% renewable energy from solar energy and has a design Power Usage Effectiveness (PUE) of 1.4. It is equipped with reliable uninterruptible power supply (UPS) units and diesel generators for backup power systems. It also features a liquid cooling system, ensuring optimal performance and efficiency with maximum reliability. It is designed to meet the ISO/IEC 27001 certificate. | 12.7497 | 101.0788 | The project involves the expansion of the STP Planet data center from an existing consumption capacity of 1.8MW to 10MW at 88 Ban Chang in Silicon Tech Park, Rayong, within the Eastern Economic Corridor(EEC), Thailand. The US$40 million project includes the following: 1. Construction of data halls 2. Construction of office space 3. Construction of break rooms 4. Construction of a substation 5. Construction of meet-me rooms 6. Construction of parking spaces 7. Installation of UPS/generators 8. Installation of racks 9. Installation of safety and security systems | Colocation Data Center; Emergency power/Backup power; Green data center; Tier 3 Data Center |  |  | March 2026 - The project is in the early stages of planning. September 2025 - The project is in early development stage. Q3 2025 - STP Planet DC announced plans to expand a data center in Thailand. | No Major Development | 0 | Not Funded / Unconfirmed | Private | STP Planet DC Co Ltd
508050 | 508050 | 2026-03-12 12:00 | AWS – Telangana Data Centers Program – Telangana | AWS – Telangana Data Centers Program – Telangana | https://construction.globaldata.com/Projects/Overview/508050 | Planning | Program | 6936 | 2024 Q3 | 2027 Q2 | 2032 Q4 | Asia-Pacific | India | Telangana |  |  |  | Commercial & Leisure | Data Center | Data Center |  | Medium | New | Onshore | Amazon Web Services (AWS) is planning to build hyperscale data centers in Telangana, India. The program involves the construction of data centers in and around Hyderabad. It includes the construction of new data centers, an administrative office, control rooms, and server rooms, the expansion of existing data centers, and the installation of safety and security systems. In January 2025, the Government of Telangana (GoT) and AWS signed a Memorandum of Understanding (MoU) for the development of the program. | 17.384 | 78.4564 | The program involves the construction of data centers in Telangana, India. The US$6,936 million program includes the following: 1. Construction of new data centers 2. Expansion of existing data centers 3. Construction of an administrative office 4. Construction of control rooms 5. Construction of server rooms 6. Installation of safety and security systems | Heating, ventilation and air conditioning (HVAC); Hyperscale Data Center |  |  |  | Project work on Schedule | 1 | Not Funded / Unconfirmed | Private | Amazon Web Services Inc
371844 | 371844 | 2026-03-12 11:58 | Bitzero Blockchain – North Dakota Data Centers Program – North Dakota | Bitzero Blockchain – North Dakota Data Centers Program – North Dakota | https://construction.globaldata.com/Projects/Overview/371844 | Planning | Program | 500 | 2022 Q2 | 2027 Q1 | 2029 Q4 | North America | United States | North Dakota |  |  |  | Commercial & Leisure | Data Center | Data Center |  | Low | New | Onshore | Bitzero Blockchain Inc. (BitZERO) is planning to construct data centers in North Dakota, US. The project involves the construction of data centers with a total consumption capacity of 200MW on 74.4ha of land. It includes the construction of an administrative space, server rooms with racks, meeting rooms, an innovation center and a parking space, and the installation of elevators and safety and security systems. | 47.4678 | -100.3023 | The project involves the construction of data centers with a total consumption capacity of 200MW on 74.4ha of land in North Dakota, US. The US$500 million project includes the following: 1. Construction of an administrative space 2. Construction of server rooms with racks 3. Construction of meeting rooms 4. Construction of an innovation center 5. Construction of a parking space 6. Installation of elevators 7. Installation of safety and security systems | Blockchain; Heating, ventilation and air conditioning (HVAC); Hyperscale Data Center | [5 empty] | Not Funded / Unconfirmed | Private | Bitzero Blockchain Inc
508887 | 508887 | 2026-03-12 10:37 | Range Tec – Danzhou (Free Trade Port) International Data Industry Park: Phase I – Hainan | Range Tec – Danzhou (Free Trade Port) International Data Industry Park: Phase I – Hainan | https://construction.globaldata.com/Projects/Overview/508887 | Execution | Parent | 1434 | 2023 Q1 | 2024 Q2 | 2026 Q2 | Asia-Pacific | China | Hainan |  |  |  | Commercial & Leisure | Data Center | Data Center |  |  | New | Onshore | Range Technology Development Co. Ltd (RTDC) is constructing an an International Data Industry Park: Phase I in Danzhou, Hainan, China. The project involves the construction of a an International Data Industry Park: Phase I on a site area of 15.6ha with a construction area of 410,000m2. It also includes a 200,000m2 intelligent computing center, power supporting buildings, 16,384 high-performance computing servers, supporting network equipment, 130,000 high-performance intelligent computing boards, refrigeration stations, administrative space, parking facilities, and the installation of 30,000 racks, cooling systems, lighting, and other equipment. Construction works will complete in June 2026. | 19.6631 | 109.2603 | The project involves the construction of an International Data Industry Park: Phase I on a site area of 15.6ha with a construction area of 410,000m2 in Danzhou, Hainan, China. The US$1,434 million project includes the following: 1. Construction of a 200,000m2 intelligent computing center 2. Construction of power-supporting buildings 3. Construction of 16,384 high-performance computing servers 4. Construction of supporting network equipment 5. Construction of 130,000 high-performance intelligent computing boards 6. Construction of administrative space 7. Construction of parking facilities 8. Installation of 30,000 sever racks 9. Construction of cooling systems 10. Installation of lighting and other equipment | Heating, ventilation and air conditioning (HVAC) |  |  | March 2026 - Construction works are underway. June 2025 - Construction works are underway. December 2024 - The project has been topped out. June 12, 2024 - Construction commenced on this project. February 2024 - Planning activities are underway. March 2023 - RTDCL announced plans to develop a (Free Trade Port) International Data Industry Park in Danzhou, Hainan. | Project work on Schedule | 1 | Not Funded / Unconfirmed | Private | Range Technology Development Co Ltd
512355 | 512355 | 2026-03-12 10:37 | Baidu – Shuozhou Research and Development Big Data Center – Shanxi | Baidu – Shuozhou Research and Development Big Data Center – Shanxi | https://construction.globaldata.com/Projects/Overview/512355 | Planning | Parent | 55 | 2024 Q1 | 2026 Q4 | 2028 Q1 | Asia-Pacific | China | Shanxi |  | Yuanbaozi Township, Youyu County |  | Commercial & Leisure | Data Center | Data Center |  | Medium | New | Onshore | Baidu Inc (BAIDU) is planning to construct a research and development big data center in Yuanbaozi Township, Youyu County, Shuozhou City, Shanxi Province, China. The project involves the construction of a research and development big data center on a site area of 2.66ha. It also includes the construction of 40 data rooms with a construction area of 8,000m2, a supporting office dormitory building, refrigeration stations, administrative spaces, parking facilities, related ancillary facilities, and the installation of 32 standard 42U racks per room with single cabinet 20kW , lighting and other equipment. | 39.9933 | 112.4568 | The project involves the construction of a research and development big data center on a site area of 2.66ha in Yuanbaozi Township, Youyu County, Shuozhou City, Shanxi Province, China. The US$55 million project includes the following: 1. Construction of 40 data rooms with a construction area of 8,000m2 2. Construction of a supporting office dormitory building 3. Construction of refrigeration stations 4. Construction of administrative spaces 5. Construction of parking facilities 6. Construction of related ancillary facilities 7. Installation of 32 standard 42U racks per room with single cabinet 20kW 8. Installation of lighting and other equipment |  |  |  | March 2026 - Planning activities are underway. November 03, 2025 - We have not been able to obtain further updates on this project. We have retained the same project stage and amended the key dates accordingly. We will update the profile as soon as we obtain any new information. July 2025 - Planning activities are underway. January 22, 2025 - Planning activities are underway. March 2024 - BAIDU announced plans to expand a a research and development big data center in Yuanbaozi Township, Youyu County, Shuozhou City, Shanxi Province, China. | Project work on Schedule | 1 | Not Funded / Unconfirmed | Private | Baidu Inc
453756 | 453756 | 2026-03-12 09:16 | Novva Data Centers – Borealis Data Center Campus – Arizona | Novva Data Centers – Borealis Data Center Campus – Arizona | https://construction.globaldata.com/Projects/Overview/453756 | Design | Parent | 3000 | 2024 Q1 | 2026 Q3 | 2030 Q4 | North America | United States | Arizona | Mesa | Northwest corner of East Warner Road and South Ellsworth Road. | 85212 | Commercial & Leisure | Data Center | Data Center | Office Buildings | High | New | Onshore | Novva Data Centers is planning to build a hyperscale data center campus in Mesa, Arizona, the US. The project involves the construction of a 120,774m2 data center campus with a capacity of 300MW on 64.70ha of land. It includes the construction of five data halls, each spanning 20,903m2, server rooms, an 18,580m2 office space, a 7,908 warehouse, storage facilities, and parking facilities, and the installation of safety and security systems The project is being developed in two phases. The first phase includes the construction of a data center with a capacity of 96MW. The facility will be powered by renewable energy and use direct-to-chip cooling with liquid (non-water) cooling and air-cooling systems. AE Urbia has been appointed as the architect, Pkj Design Group as the landscape architect and CIR Engineering as the engineering consultant. The first phase is expected to be completed by the fourth quarter of 2026. | 33.3358 | -111.6357 | The project involves the construction of a 120,774m2 data center campus with a capacity of 300MW on 64.7ha of land in Arizona, the US. The US$3,000 million project includes the following: 1. Construction of five data halls, each spanning 20,903m2 2. Construction of server rooms 3. Construction of an 18,580m2 office space 4. Construction of a 7,908m2warehouse 5. Construction of storage facilities 6. Construction of parking facilities 7. Installation of safety and security systems | Heating, ventilation and air conditioning (HVAC); Hyperscale Data Center |  |  | March 2026 - Design activities are underway. January 2025 - Novva Data Centers has received approval from the Mesa Planning and Zoning Board. September 2024 - Planning activities are underway. Q3 2023 - Novva Data Centers announced plans to build a data center campus in Mesa. | Project work on Schedule | 1 | Not Funded / Unconfirmed | Private | Novva Data Centers |  | AE Urbia;PKJB Architectural Group | CIR Civil Engineering and Surveying
465735 | 397455 | 2026-03-12 07:22 | Bank of Comm – Guiyang Gui'an Data Center Development: Phase I – Guizhou | Bank of Comm – Guiyang Gui'an Data Center Development – Guizhou | https://construction.globaldata.com/Projects/Overview/465735 | Execution | Sub | 211 | 2022 Q4 | 2024 Q3 | 2026 Q4 | Asia-Pacific | China | Guizhou | Guiyang | Gui'An New District |  | Commercial & Leisure | Data Center | Data Center |  |  | New | Onshore | Bank of Communications Co. Ltd (BoC) is building a data center in Guiyang, Guizhou, China. The project involves the construction of a data center with a GFA of 53,000 m2, 2,800 racks, five buildings (data center), production and maintenance building, administrative office, parking facilities), and the installation of 50,000 servers, cooling systems, safety, and security systems. China Academy of Building Research Architectural Design Institute has been appointed as the design consultant. China Construction Eighth Engineering Division Corp. Ltd has been appointed as the EPC contractor. Construction works are scheduled to be completed by 2026. | 26.6476 | 106.6302 | The project involves the construction of a data center on a 53,000m2 gross floor area (GFA) in Guiyang, Guizhou, China. The US$211 million (CNY1,500 million) project includes the following: 1. Construction of 2,800 racks 2. Construction of five individual buildings, such as a data center 3. Construction of a production and maintenance building 4. Construction of administrative office 5. Construction of parking facilities 6. Installation of 50,000 servers 7. Installation of cooling and lighting systems | Heating, ventilation and air conditioning (HVAC) | A data center is being developed in Guiyang, Guizhou, China. |  | March 2026 - Construction activities are underway. July 2025 - Construction activities are underway. September 2024 - Construction activities are underway. September 10, 2024 - Construction commenced. April 2024 - Site Leveling and Slope Support work commenced. February 2024 - Tender process are underway. August 2023 - Study works are underwork. Q4 2022 - BoC announced plans to develop a data center in Guiyang. | Project work on Schedule | 1 | Not Funded / Unconfirmed | Public | Bank of Communications Co Ltd | China Construction Eighth Engineering Division Corp Ltd | China Academy of Building Research Architectural Design Institute
397455 | 397455 | 2026-03-12 07:13 | Bank of Comm – Guiyang Gui'an Data Center Development – Guizhou | Bank of Comm – Guiyang Gui'an Data Center Development – Guizhou | https://construction.globaldata.com/Projects/Overview/397455 | Execution | Parent | 717 | 2022 Q4 | 2024 Q3 | 2026 Q4 | Asia-Pacific | China | Guizhou | Guiyang | Gui'An New District |  | Commercial & Leisure | Data Center | Data Center |  |  | New | Onshore | Bank of Communications Co. Ltd (BoC) is building a data center in Guiyang, Guizhou, China. The project involves the construction of a data center on 18.6ha land with a 190,000m2 GFA, 10,000 racks, administrative spaces, and parking facilities, and the installation of 200,000 servers, cooling systems, safety, and security systems. The project is being developed in phases. Phase I is being developed with 53,000m2 GFA and involves the construction of 2,800 racks. China Academy of Building Research Architectural Design Institute has been appointed as the design consultant. China Construction Eighth Engineering Division Corp. Ltd has been appointed as the EPC contractor. Tongfang Co. Ltd has been appointed as the supply contractor. Construction works are scheduled to be completed by 2026. | 26.6476 | 106.6302 | The project involves the construction of a data center on 18.6ha with a 190,000m2 gross floor area (GFA) in Guiyang, Guizhou, China. The US$717 million (CNY5,000 million) project includes the following: 1. Construction of 10,000 racks 2. Construction of the administrative office 3. Construction of parking facilities 4. Installation of 200,000 servers 5. Installation of cooling and lighting systems | Heating, ventilation and air conditioning (HVAC) | A data center is being developed in Guiyang, Guizhou, China. |  | March 2026 - Construction activities are underway on phase I. July 2025 - Construction activities are underway on phase I. September 10, 2024 - Construction commenced on Phase I of the project. August 2024 - Pre-Construction activities are underway. June 2024 - Pre-Construction activities are underway. April 10, 2024 - Site Leveling and Slope Support work commenced. February 2024 - Tender process are underway. August 2023 - Study works are underwork. January 2023 - Study works are underwork. December 27, 2022 - BoC announced plans to develop a data center in Guiyang. | Project work on Schedule | 1 | Not Funded / Unconfirmed | Private | Bank of Communications Co Ltd | China Construction Eighth Engineering Division Corp Ltd | China Academy of Building Research Architectural Design Institute
561086 | 561086 | 2026-03-12 06:46 | Karatzis – Boeotia Data Center – Central Greece | Karatzis – Boeotia Data Center – Central Greece | https://construction.globaldata.com/Projects/Overview/561086 | Study | Parent | 278 | 2024 Q2 | 2027 Q3 | 2030 Q4 | Europe | Greece | Central Greece |  | Boeotia |  | Commercial & Leisure | Data Center | Data Center |  | Medium | New | Onshore | Karatzis Group is planning to construct a hyperscale data center in Boetia, Greece. The project involves the construction of seven 342,465m2 data centers with a consumption capacity of 430MW. It includes the construction of data halls, server rooms, an administrative space, and the installation of generators, cooling systems, and safety and security systems. Each building will have a 14,717m2 floor area with a consumption capacity of 61.49MW. It will be developed in three stages. The first two stages will last eight months each and will involve the foundation works, site preparation, construction, and installation of supporting infrastructure, and the final two-month stage will involve installing electromechanical and IT equipment, integrating systems, and trialling operations to ensure full operational readiness. | 38.3574 | 23.1101 | The project involves the construction of seven 342,465m2 data centers with a consumption capacity of 430MW in Boetia, Greece. The US$278 million project includes the following: 1. Construction of data halls 2. Construction of server rooms 3. Construction of an administrative space 4. Installation of generators 5. Installation of cooling systems 6. Installation of safety and security systems | Hyperscale Data Center |  |  | March 2026 - Study activities are underway. August 2025 - Study activities are underway. Q2 2024 - Karatzis Group announced plans for the construction of a data center in Boeotia. | Project work on Schedule | 1 | Not Funded / Unconfirmed | Private | Karatzis SA
398655 | 398655 | 2026-03-11 19:56 | NTT – TX3 Data Center – Texas | NTT – TX3 Data Center – Texas | https://construction.globaldata.com/Projects/Overview/398655 | Execution | Parent | 110 | 2022 Q3 | 2024 Q1 | 2026 Q4 | North America | United States | Texas | Garland | 2080 Lookout Drive | TX 75044 | Commercial & Leisure | Data Center | Data Center |  |  | New | Onshore | NTT is undertaking the construction of a colocation data center campus in Garland, Texas, the US. The project involves the construction of a 21,368m2, 16.25MW data center. It includes the construction of a two-story building, a server room, a meeting room, an administrative space, and parking spaces, and the installation of equipment and safety and security systems. Structure Tone (STO Building Group) has been appointed as the general contractor, Page Southerland Page, Inc. as the architect, Interior Designer, MEP Engineer, engineering consultant, Programming, Fire Protection Engineer, sustainability consultant, construction administration consultant, and ICT Engineer, and Walker Engineering as the electrical subcontractor. In January 2023, the project was registered with the Texas Department of Licensing and Regulation. The facility will be powered by the Garland Power and Light electrical substation and use a hybrid cooling system that combines direct chip cooling with air-assisted technology for cooling. It is designed to achieve LEED Certification | 32.9822 | -96.6597 | The project involves the construction of a 21,368m2, 16.25MW data center in Garland, Texas, the US. The US$110 million project includes the following: 1. Construction of a two-story building 2. Construction of a server room 3. Construction of a meeting room 4. Construction of an administrative space 5. Construction of parking spaces 6. Installation of equipment 7. Installation of safety and security systems | Colocation Data Center; Heating, ventilation and air conditioning (HVAC); LEED |  |  | March 2026 - Construction works are underway. October 2025 - Construction activities are underway. August 28, 2025 - We have not been able to obtain further updates on this project. We have retained the same project stage and amended the key dates accordingly. We will update the profile as soon as we obtain any new information. August 2024 - Construction works are underway. January 2023 - The project is registered with the Texas Department of Licensing and Regulation. Q3 2022 - NTT announced plans to build a data center in Garland. | Project work on Schedule | 1 | Not Funded / Unconfirmed | Private | NTT Limited | STO Building Group | Page Southerland Page Inc | Page Southerland Page Inc
419338 | 419338 | 2026-03-11 19:15 | Dc Blox DC – Berkeley County Data Center – South Carolina | Dc Blox DC – Berkeley County Data Center – South Carolina | https://construction.globaldata.com/Projects/Overview/419338 | Planning | Parent | 250 | 2023 Q2 | 2027 Q1 | 2029 Q4 | North America | United States | South Carolina |  | Camp Hall Commerce Park, Berkeley County | 29472 | Commercial & Leisure | Data Center | Data Center |  | Low | New | Onshore | DC Blox Inc (DC BLOX) is undertaking the construction of a hyperscale data center in Camp Hall Commerce Park, Berkeley County, South Carolina, the US. The project involves the construction of an 18,580.60m2 data center with an IT load of 45MW on 11.12ha of land. It includes the construction of four data center buildings, data halls, meeting rooms, office space, storage facilities and parking facilities, and the installation of power and cooling systems, safety and security systems. The data center will support artificial intelligence (AI) and Machine Learning (ML) applications. Santee Cooper will supply power to the facility. | 33.1596 | -79.907 | The project involves the construction of an 18,580.60m2 data center with an IT load of 45MW on 11.12ha of land in, Berkeley County, South Carolina, the US. The US$250 million project includes the following: 1. Construction of four data center buildings 2. Construction of data halls with racks 3. Construction of meeting rooms 4. Construction of office space 5. Construction of storage facilities 6. Construction of parking facilities 7. Installation of power and cooling systems 8. Installation of safety and security systems | Heating, ventilation and air conditioning (HVAC); Hyperscale Data Center |  |  | March 2026 - Planning activities are underway. September 2025 - Planning activities are underway. October 2024 - Planning activities are underway. November 2023 - Planning activities are underway. Q2 2023 - DC BLOX plans to construct a data center in Berkeley County. | No Major Development | 0 | Not Funded / Unconfirmed | Private | Dc Blox Data Centers
452667 | 452667 | 2026-03-11 18:35 | Cirion Tech – Sao Cristovao Data Center Expansion – Rio de Janeiro | Cirion Tech – Sao Cristovao Data Center Expansion – Rio de Janeiro | https://construction.globaldata.com/Projects/Overview/452667 | Planning | Parent | 30 | 2024 Q3 | 2027 Q3 | 2029 Q2 | South and Central America | Brazil | Rio de Janeiro |  |  |  | Commercial & Leisure | Data Center | Data Center |  | Low | Expansion | Onshore | Cirion Technologies is planning to expand a data center campus in Rio de Janeiro, Brazil. The project involves the construction of a data center on an area of 1.5ha of land, an office accommodation facility, and parking facilities, and the installation of security systems and optical cables. The project is also known as a "RIO2" | -25.0137 | -47.2 | The project involves the expansion of a data center on an area of 1.5ha of land in São Cristovão, Rio de Janeiro, Brazil. The US$30 million project includes the following: 1. Construction of an office accommodation facility 2. Construction of parking facilities 3. Installation of optical cables 4. Installation of security systems | Colocation Data Center |  |  | March 2026 - Planning activities are underway. August 2025 - Planning activities are underway. January 2025 - Planning activities are underway. August 2024 - Project is in the initial phase of development. Q3 2024 - Cirion Tech announced its plans to expand a data centre in Rio de Janeiro. | No Major Development | 0 | Not Funded / Unconfirmed | Private | Cirion Technologies Chile SA
343739 | 343739 | 2026-03-11 18:05 | META – Golden Plains Technology Park – Missouri | META – Golden Plains Technology Park – Missouri | https://construction.globaldata.com/Projects/Overview/343739 | Execution | Parent | 5000 | 2020 Q3 | 2022 Q4 | 2028 Q4 | North America | United States | Missouri | Kansas City | Interstate 435 and U.S. Highway 169. | 64165 | Commercial & Leisure | Data Center | Data Center |  |  | New | Onshore | Meta, Inc., is undertaking the construction of a hyperscale data center in Missouri, the US. The project involves the construction of a 510,000m2 Golden Plains Technology Park data center with a consumption capacity of 750MW on 310ha of land. It includes the construction of 16 buildings in three zones, a server room, meeting rooms, an administrative building and parking facilities, and the installation of safety and security systems. The facility will be powered by 100% clean and renewable energy. Diode Ventures LLC (DV) has been appointed as the associated developer, Burns & McDonnell as the design consultant, and Turner Construction Co and LM2 Construction & Consulting as the contractors. In September 2023, construction works were completed on the first data center building of 92,903m2 on 141.64ha of land. | 39.0845 | -94.563 | The project involves the construction of a 510,000m2 Golden Plains Technology Park data center with a consumption capacity of 750MW on 310ha of land, in Kansas City, Missouri, the US. The US$5,000 million project includes the following: 1. Construction of 16 buildings in three zones 2. Construction of a server room 3. Construction of meeting rooms 4. Construction of an administrative building 5. Construction of parking facilities 6. Installation of safety systems | Heating, ventilation and air conditioning (HVAC); Hyperscale Data Center |  |  | March 2026 - Construction activities are underway. August 2025 - Meta opened its first data center building for operations. January 2025 - Construction works are underway. August 2024 - Construction works are underway. March 2024 - Construction works are underway. November 2023 - Construction works are underway. September 2023 - Construction works were completed on the first data center building. July 2023 - Construction activities are underway. November 2022 - Construction activities commenced. October 2021 - Planning activities are underway. April 2021 - Kansas City committee approves plans to construct the technology park in Missouri. Q3 2020 - DV and VTS announced plans for the construction of Golden Plains Technology Park in Kansas City. | Project work on Schedule | 1 | Not Funded / Unconfirmed | Private | Meta Platforms Inc | LM2 Construction and Consulting LLC;Turner Construction Co | Burns & McDonnell
504435 | 504435 | 2026-03-11 17:34 | Stack Infra – MIL04 Data Center – Lombardy | Stack Infra – MIL04 Data Center – Lombardy | https://construction.globaldata.com/Projects/Overview/504435 | Execution | Parent | 400 | 2024 Q1 | 2024 Q4 | 2026 Q4 | Europe | Italy | Lombardy | Pavia | Province of Pavia |  | Commercial & Leisure | Data Center | Data Center |  |  | New | Onshore | Stack Infrastructure (Stack Infra) is undertaking the construction of a hyperscale data center in the province of Pavia, Italy. The project includes the construction of a 60MW data center on 10.9ha of land with high-density artificial intelligence (AI) and high performance computing (HPC) workloads. It includes the construction of four buildings named (MIL04A, MIL04B, MIL04C, MIL04D), server rooms, administrative space, distribution rooms, and parking facilities, and the installation of racks, cooling systems and safety and security systems. The MIL04 campus is planned to feature four purpose-built facilities, delivering a combined capacity of 60MW across strategic footprints: MIL04 (10MW, 6,629 m2), MIL04B (20MW, 9,960 m2), MIL04C (10MW, 5,820 m2), and MIL04D (20MW, 9,960 m2), designed to support scalable and high-performance digital infrastructure. The project is part of a broader data center network in Milan, which also includes campuses like MIL01, MIL02, MIL03, MIL06, MIL08, and MIL09. KUA dc solutions GmbH has been appointed as a design consultant. | 45.0349 | 8.3652 | The project includes the construction of a data center with a combined capacity of 60MW on 10.9ha of land in Pavia, Italy. The US$400 million project includes the following: 1. Construction of four buildings named (MIL04A, MIL04B, MIL04C, MIL04D) 2. Construction of server rooms 3. Construction of administrative space 4. Construction of distribution rooms 5. Construction of parking facilities 6. Installation of racks 7. Installation of cooling systems 8. Installation of safety and security systems | Heating, ventilation and air conditioning (HVAC); Hyperscale Data Center |  |  | March 11, 2026 - We have not been able to obtain further updates on this project. We have retained the same project stage and amended the key dates accordingly. We will update the profile as soon as we obtain any new information. July 2025 - Construction activities are underway. March 2024 - Stack Infra announced plans to construct a datacenter in Milan. | Information Unavailable |  | Not Funded / Unconfirmed | Private | Stack Infrastructure |  | KUA dc solutions GmbH
536263 | 536263 | 2026-03-11 17:33 | Viettel Corp – An Khanh AI Data Center – Ha Noi | Viettel Corp – An Khanh AI Data Center – Ha Noi | https://construction.globaldata.com/Projects/Overview/536263 | Execution | Parent | 664 | 2024 Q2 | 2025 Q4 | 2030 Q4 | Asia-Pacific | Vietnam | Ha Noi | Hanoi | An Khanh commune |  | Commercial & Leisure | Data Center | Data Center |  |  | New | Onshore | Viettel has undertaken the construction of a Tier III hyperscale data center in Hanoi's An Khanh commune, Vietnam. The project involves the construction of an eight-storey data center with a consumption capacity of 60MW on 1.9ha of land. It involves the construction of data halls, server rooms, an administrative space, and the installation of equipment, safety and security systems. It will be developed in two phases. The first phase involves the construction of 20,000m2 floor area with a capacity of 30MW and the installation of 2,400 racks. The facility will integrate Viettel-developed artificial intelligence (AI), multi-layered security, and advanced cooling systems, supporting the Government’s Net Zero targets and providing critical infrastructure for national digital transformation and AI deployment with a design PUE of ≤ 1.4. The project has been designed to meet the requirements for TCCF (Tier Certification of Constructed Facility) certification and TCDD (Tier Certification of Design Documents) certification. Haskoning Nederland BV has been appointed as a design consultant, 789 Corporation as a general contractor and Hop Luc Construction JSC as an installation sub-contractor for the supply and installation of equipment. Construction works commenced in October 2025, and the first phase is expected to be completed in July 2026. | 20.9833 | 105.7084 | The project involves the construction of a an eight-storey data center with a consumption capacity of 60MW on 1.9ha of land in Hanoi, Vietnam. The US$664 million project includes the following: 1. Construction of data halls 2. Construction of server rooms 3. Construction of an administrative space 4. Installation of equipment 5. Installation of safety and security systems | Heating, ventilation and air conditioning (HVAC); Hyperscale Data Center; Tier 3 Data Center |  |  | March 2026 - Construction works are underway. January 29, 2026 - A topping out ceremony was held. October 25, 2025 - Construction works commenced on the first phase. August 2025 - A ground-breaking ceremony was held. Q2 2024 - Viettel announced plans for the construction of a data center in Hanoi. | Project work on Schedule | 1 | Not Funded / Unconfirmed | Private | Viettel Corporation | 789 Corp | Haskoning Nederland BV
551720 | 551720 | 2026-03-11 16:45 | Fluidstack / WULF – Abernathy AI Data Center – Texas | Fluidstack / WULF – Abernathy AI Data Center – Texas | https://construction.globaldata.com/Projects/Overview/551720 | Execution | Parent | 1680 | 2025 Q1 | 2025 Q4 | 2026 Q2 | North America | United States | Texas |  |  | 79311 | Commercial & Leisure | Data Center | Data Center |  |  | New | Onshore | TeraWulf Inc. and Fluidstack are planning to undertake the construction of an AI, hyperscale data center in Abernathy, Texas, the US. The project involves the construction of a data center with a consumption capacity of 168MW on 48.5ha of land. It includes the construction of data halls, meet-me rooms, server rooms, a substation, a parking facility and the installation of generators and uninterruptible power supply (UPS) units, cooling systems and safety and security systems. It is equipped with reliable uninterruptible power supply (UPS) units and generators for backup power systems. It will utilise a liquid cooling system, ensuring optimal performance and efficiency with maximum reliability. Morgan Stanley has been appointed as the financial advisor, and Paul, Weiss, Rifkind, Wharton & Garrison LLP, and Stutzman Bromberg Esserman and Plifka PC as legal advisor. TeraWulf and Fluidstack formed a 25-year, US$9,500 million joint venture to build a 168MW compute facility for artificial intelligence. The joint venture will be project-financed, and Google is backing approximately US$1,300 million of Fluidstack’s long-term lease obligations to support project-related debt financing. | 33.8324 | -101.843 | The project involves the construction of a data center with a consumption capacity of 168MW on 48.5ha of land in Abernathy, Texas, the US. The US$1,680 million project includes the following: 1. Construction of data halls 2. Construction of meet-me rooms 3. Construction of server rooms 4. Construction of a substation 5. Construction of a parking facility 6. Installation of generators and uninterruptible power supply (UPS) units 7. Installation of the cooling system 8. Installation of safety and security systems | Heating, ventilation and air conditioning (HVAC); Hyperscale Data Center |  |  | March 2026 - Construction work is underway. October 2025 - Planning activities are underway. Q1 2025 - TeraWulf Inc. announced plans to build a data center in Texas. | Project work on Schedule | 1 | Not Funded / Unconfirmed | Private | Fluidstack Ltd;TeraWulf Inc
555757 | 555757 | 2026-03-11 16:43 | Ministry of Finance of Poland – Radom Data Center Expansion – Masovian Voivodeship | Ministry of Finance of Poland – Radom Data Center Expansion – Masovian Voivodeship | https://construction.globaldata.com/Projects/Overview/555757 | Execution | Parent | 80 | 2021 Q2 | 2023 Q2 | 2026 Q3 | Europe | Poland | Masovian Voivodeship | Radom | Samorzadowa 1 | 26-601 | Commercial & Leisure | Data Center | Data Center |  |  | Expansion | Onshore | The Ministry of Finance of Poland is undertaking the expansion of its existing enterprise data center at Samorzadowa 1, in Radom, Masovian Voivodeship, Poland. The project involves the construction of a 5,510m2 data center. It includes data halls, a 1,200m2 server chamber, a substation, 36 parking spaces, and the installation of a charging station for hybrid cars, electric cars, bicycles and electric mopeds, photovoltaic modules, racks, a cooling system, and safety and security systems. In August 2022, Budimex SA secured a US$64 million design-build contract from the Ministry of Finance of Poland. In June 2023, construction work commenced and is scheduled for completion in the first quarter of 2026. The project is also known as a "new CIRF building" | 51.383 | 21.0836 | The project involves the construction of a 5,510m2 data center in Masovian Voivodeship, Poland. The US$80 million project includes the following: 1. Construction of data halls 2. Construction of a 1,200m2 server chamber 3. Construction of a substation 4. Construction of 36 parking spaces 5. Installation of a charging station for hybrid cars, electric cars, bicycles and electric mopeds 6. Installation of photovoltaic modules 7. Installation of racks 8. Installation of a cooling system 9. Installation of safety and security systems | Enterprise Data Center |  |  | March 11, 2026 - We have not been able to obtain further updates on this project. We have retained the same project stage and amended the key dates accordingly. We will update the profile as soon as we obtain any new information. December 2025 - Construction works are underway. November 2024 - Installation works are underway. June 2023 - A Groundbreaking ceremony was held. August 2022 - Budimex SA secured a US$64 million design-build contract from the Ministry of Finance of Poland. April 2021 - The Ministry of Finance of Poland announced a plan to expand its existing data center facility in Radom. | Information Unavailable |  | Not Funded / Unconfirmed | Public | Ministry of Finance of Poland | Budimex SA | Budimex SA
551716 | 551716 | 2026-03-11 16:41 | Lambda – Kansas City AI Data Center – Missouri | Lambda – Kansas City AI Data Center – Missouri | https://construction.globaldata.com/Projects/Overview/551716 | Planning | Parent | 500 | 2025 Q2 | 2027 Q2 | 2028 Q4 | North America | United States | Missouri | Kansas City | 11155 N. Airworld Driv | MO 64153 | Commercial & Leisure | Data Center | Data Center |  | Medium | New | Onshore | Lambda is planning to construct an AI, hyperscale data center in Kansas City, Missouri, the US. The project involves the construction of a data center with a capacity of 24MW. It includes the construction of data halls, server rooms, meet-me rooms, an administrative space, and the installation of equipment, generators, cooling systems, and safety and security systems. It can be scaled up to more than 100MW in the future. Henderson Engineers Inc. was appointed as the MEP consultant, US Engineering Company Holdings as a mechanical engineer, Capital Electric as an electrical engineer and NVIDIA Corp as a process technology consultant. It is the first phase of the project. | 39.1002 | -94.5781 | The project involves the construction of a data center with a capacity of 24MW in Kansas City, Missouri, the US. The US$500 million project includes the following: 1. Construction of an administrative space 2. Construction of meet-me rooms 3. Construction of server rooms 4. Construction of data halls 5. Installation of equipment 6. Installation of generators 7. Installation of cooling systems 8. Installation of safety and security systems | Hyperscale Data Center |  |  | March 2026 - Planning activities are underway. November 2025 - Planning activities are underway. Q2 2025 - Lambda announced plans for the construction of a data center in Kansas City. | No Major Development | 0 | Not Funded / Unconfirmed | Private | Lambda Inc |  |  | Capital Electric;Henderson Engineers Inc;NVIDIA Corp;US Engineering Company Holdings
538869 | 538869 | 2026-03-11 16:28 | NEXTDC Ltd – Bangkok Data Center Campus – Bangkok | NEXTDC Ltd – Bangkok Data Center Campus – Bangkok | https://construction.globaldata.com/Projects/Overview/538869 | Planning | Parent | 381 | 2023 Q2 | 2027 Q4 | 2030 Q3 | Asia-Pacific | Thailand | Bangkok | Bangkok |  |  | Commercial & Leisure | Data Center | Data Center |  | Low | New | Onshore | NextDC is planning to undertake the construction of a hyperscale data center in Bangkok, Thailand. The project involves the construction of a data center. It includes the construction of data halls, meet-me rooms, server rooms, an administrative space, and the installation of generators, cooling systems, and safety and security systems. | 13.7525 | 100.4935 | The project involves the construction of a data center in Bangkok, Thailand. The US$381 million project includes the following: 1. Construction of data halls 2. Construction of meet-me rooms 3. Construction of server rooms 4. Construction of an administrative space 5. Installation of generators 6. Installation of the cooling system 7. Installation of safety and security systems | Heating, ventilation and air conditioning (HVAC); Hyperscale Data Center |  |  | March 2026 - Planning activities are underway. September 2025 - The project is in the early stages of development. February 2024 - The Thailand Board of Investment (BOI) has approved the project. Q2 2023 - NextDC announced plans for the construction of a data center in Bangkok. | No Major Development | 0 | Not Funded / Unconfirmed | Private | NEXTDC Ltd
556321 | 556321 | 2026-03-11 15:28 | Equinix – DA12-1 Data Center – Texas | Equinix – DA12-1 Data Center – Texas | https://construction.globaldata.com/Projects/Overview/556321 | Execution | Parent | 543 | 2025 Q3 | 2026 Q1 | 2027 Q4 | North America | United States | Texas | Dallas | 1550 West Mockingbird Lane | 75235 | Commercial & Leisure | Data Center | Data Center |  |  | New | Onshore | Equinix is planning to build a Tier III colocation data center in Dallas, Texas, the US. The project involves the construction of a 34,608m2 four-story data center. It also includes the construction of server rooms, meeting rooms, an administrative space, parking facilities, installation of cooling systems, and safety and security systems. The facility will be operated on 100% renewable energy. It will be equipped with N+1 UPS redundancy and will use liquid cooling-ready/evaporative cooling system. It targets a PUE of <1.30 Margulies Hoelzli Architecture has been appointed as the architect. Construction works are expected to be completed in October 2027. | 32.8218 | -96.8605 | The project involves the construction of a 34,608m2 four-story data center at 1550 West Mockingbird Lane in Dallas, Texas, the US. The US$543 million project includes the following: 1. Construction of server rooms 2. Construction of meeting rooms 3. Construction of an administrative space 4. Construction of parking facilities 5. Installation of cooling systems 6. Installation of safety and security systems | Colocation Data Center; Tier 3 Data Center |  |  | March 2026 - Construction activities are underway. February 2026 - Construction commenced. November 2025 - Equinix filed a Department of Licensing and Regulation (TDLR) application with the state of Texas. Q3 2025 - Equinix announced plans to build a data center in Texas. | Project work on Schedule | 1 | Not Funded / Unconfirmed | Private | Equinix Inc |  | Margulies Hoelzli Architecture PLLC
536489 | 536489 | 2026-03-11 14:29 | EdgeConneX/ Lambda – Chicago Data Center – Illinois | EdgeConneX/ Lambda – Chicago Data Center – Illinois | https://construction.globaldata.com/Projects/Overview/536489 | Planning | Parent | 250 | 2025 Q1 | 2026 Q2 | 2026 Q4 | North America | United States | Illinois | Chicago |  |  | Commercial & Leisure | Data Center | Data Center |  | Medium | New | Onshore | EdgeConneX and Lambda are planning to undertake the construction of a hyperscale data center in Chicago, Illinois, the US. The project involves the construction of a data center with a consumption capacity of 23MW. It involves the construction of data halls, server rooms with racks, meeting rooms, an administrative space, and the installation of equipment, generators, safety and security systems. The facility will use a hybrid cooling system with liquid-to-the-chip direct cooling and air cooling. It is specifically engineered to meet the demands of High-Performance Computing (HPC), AI training, and AI inferencing workloads. With its ability to support densities exceeding 600+kW per rack, Ingenuity provides the scalability and flexibility required to power and future-proof Lambda's innovative AI technologies. | 41.8756 | -87.6244 | The project involves the construction of a data center with a consumption capacity of 23MW in Chicago, Illinois, the US. The US$250 million project includes the following: 1. Construction of data halls 2. Construction of server rooms with racks 3. Construction of meeting rooms 4. Construction of an administrative space 5. Installation of equipment 6. Installation of generators 7. Installation of safety and security systems | Heating, ventilation and air conditioning (HVAC); Hyperscale Data Center |  |  | March 2026 - Planning activities are underway. August 2025 - Planning activities are underway. Q1 2025 - EdgeConneX and Lambda announced plans for the construction of a data center in Chicago. | No Major Development | 0 | Not Funded / Unconfirmed | Private | EdgeConneX Inc;Lambda Inc |  |  | Lambda Inc
471059 | 471059 | 2026-03-11 14:20 | Iron Mountain – Richmond Data Center Campus – Virginia | Iron Mountain – Richmond Data Center Campus – Virginia | https://construction.globaldata.com/Projects/Overview/471059 | Execution | Parent | 1000 | 2024 Q4 | 2025 Q2 | 2030 Q4 | North America | United States | Virginia | Richmond | Henrico County |  | Commercial & Leisure | Data Center | Data Center |  |  | New | Onshore | Iron Mountain, Inc. is undertaking the construction of a colocation data center campus within the White Oak Technology Park in Henrico County, Richmond, Virginia, the US. The project involves the construction of a 102,193m2 data center with a capacity of 216MW on 27ha of land. It includes the construction of network management centers, an administrative space, server rooms, and parking facilities, and the installation of safety and security systems. It will have four buildings. RCH-1 includes the construction of 48MW data center, RCH-2 includes 48MW, RCH-3 includes 60MW and RCH-4 includes 60-MW. The facility is committed to operating on renewable energy. It aim for certifications like HIPAA, FISMA High, PCI-DSS, ISO 27001, ISO 50001, SOC2/3 and BREEAM. | 37.5131 | -77.3465 | The project involves the construction of a 102,193m2 AI data center with a consumption capacity of 216MW on 27ha of land in Richmond, Virginia, the US. The US$1,000 million project includes the following: 1. Construction of network management centers 2. Construction of an administration space 3. Construction of server rooms 4. Construction of parking facilities 5. Installation of safety and security systems | BREEAM; Colocation Data Center; Heating, ventilation and air conditioning (HVAC) |  |  | March 2026 - Construction activities are underway. May 2025 - Construction commenced. December 2024 - Project is in early stages of development. Q4 2024 - Iron Mountain plans to build data center campus in Richmond. | Project work on Schedule | 1 | Not Funded / Unconfirmed | Private | Iron Mountain Inc
471715 | 471715 | 2026-03-11 14:16 | Cologix – Johnstown AI-Ready Data Center Campus – Ohio | Cologix – Johnstown AI-Ready Data Center Campus – Ohio | https://construction.globaldata.com/Projects/Overview/471715 | Planning | Parent | 7000 | 2024 Q2 | 2026 Q4 | 2030 Q4 | North America | United States | Ohio |  | Licking County |  | Commercial & Leisure | Data Center | Data Center |  | Low | New | Onshore | Cologix Inc (Cologix) is planning to construct a hyperscale data center campus in Johnstown, Ohio, the US. The project involves the construction of a 185,806m2, eight-building data center campus with a capacity of 800MW on 62ha of land. It will be developed in phases. It includes the construction of eight data center buildings, substations, data halls, an administrative space, and parking facilities and the installation of generators, cooling systems, and safety and security systems. The project will support Central Ohio's rapidly advancing digital economy and provide high-density, ultra-low latency, and sustainable infrastructure for hyperscalers and enterprises. | 40.1537 | -82.6852 | The project involves the construction of a 185,806m2, eight-building AI-ready data center campus with a capacity of 800MW on 62ha of land in Johnstown, Ohio, the US. The US$7,000 million project includes the following: 1. Construction of eight data center buildings 2. Construction of substations 3. Construction of data halls 4. Construction of an administrative space 5. Construction of parking facilities 6. Installation of generators 7. Installation of cooling systems 8. Installation of safety and security systems | Heating, ventilation and air conditioning (HVAC); Hyperscale Data Center |  |  | March 2026 - Planning activities are underway. August 2025 - Planning activities are underway. November 2024 - Planning activities are underway. Q2 2024 - Cologix announced plans to build a data center campus in Johnstown. | No Major Development | 0 | Not Funded / Unconfirmed | Private | Cologix Inc
537172 | 537172 | 2026-03-11 14:11 | AmpTank/ Greensky Energy – Utajarvi Data Center – Northern Ostrobothnia | AmpTank/ Greensky Energy – Utajarvi Data Center – Northern Ostrobothnia | https://construction.globaldata.com/Projects/Overview/537172 | Planning | Parent | 1052 | 2025 Q2 | 2026 Q2 | 2027 Q4 | Europe | Finland | Northern Ostrobothnia |  | Mustikkakangas industrial area, Utajarvi municipality | 91600 | Commercial & Leisure | Data Center | Data Center |  | Low | New | Onshore | Data Tank Nordic Oy, a project company formed by AmpTank Finland Oy (AmpTank) in cooperation with partner Greensky Energy, is planning to undertake the construction of its first hyperscale data center project in the Mustikkakangas industrial area in ​​Northern Ostrobothnia, Finland. The project involves the construction of a data center with a power consumption capacity of 100MW on 10ha of land. It includes the construction of data halls with racks, meeting rooms, office space, battery energy storage system, and parking facilities, and the installation of cooling systems, safety and security systems. The project will utilize power from both nearby Fingrid substation, and with large solar, wind, and hydro projects. It will use an on-site battery energy storage unit as a power backup source. Subject to the planning approvals and final investment decision, construction works are expected to commence in 2026 and scheduled to be completed by 2027. | 64.7629 | 26.4219 | The project involves the construction of a data center with the power consumption capacity of 100MW on 10ha of land in Mustikkakangas industrial area, Utajarvi, Finland. The US$1,052 million project includes the following: 1. Construction of data halls with racks 2. Construction of meeting rooms 3. Construction of office space 4. Construction of battery energy storage system 5. Construction of parking facilities 6. Installation of cooling systems 7. Installation of safety and security systems | Heating, ventilation and air conditioning (HVAC); Hyperscale Data Center |  |  | March 2026 - Planning activities are underway. September 2025 - Technical designs and permitting are underway. June 2025 - AmpTank announced plans to build a hyperscale data center in Utajarvi. | No Major Development | 0 | Not Funded / Unconfirmed | Private | AmpTank Finland Oy;Greensky Energy Oy
472237 | 472237 | 2026-03-11 14:02 | Core Scientific – Denton 1 AI Data Center – Texas | Core Scientific – Denton 1 AI Data Center – Texas | https://construction.globaldata.com/Projects/Overview/472237 | Pre-Design | Parent | 6100 | 2024 Q2 | 2027 Q1 | 2029 Q4 | North America | United States | Texas | Denton | 8171 Jim Christal Road | 76207 | Commercial & Leisure | Data Center | Data Center |  | Low | Redevelopment | Onshore | Core Scientific is planning to build a data center at 8171 Jim Christal Road in Denton, Texas, the US. The project involves the redevelopment of a former bitcoin mining facility into a 171,518m2 data center with a consumption of 394MW on 31.5ha of land. It includes the construction of conference rooms, administrative space, storage rooms and parking spaces, and the installation of racks, generators, cooling systems and safety and security systems. Construction is expected to be completed by the fourth quarter of 2027. | 33.2162 | -97.2149 | The project aims to transform a former bitcoin mining facility into a 171,518m2 data center with a consumption of 394MW on 31.5ha of land at 8171 Jim Christal Road in Denton, Texas, the US. The US$6,100 million project includes the following: 1. Construction of conference rooms 2. Construction of administrative space 3. Construction of storage rooms 4. Construction of parking spaces 5. Installation of racks 6. Installation of generators 7. Installation of cooling systems 8. Installation of safety and security systems | Artificial Intelligence; Hyperscale Data Center |  |  | March 2026 - Pre-design activities are underway. August 2025 - Pre-design activities are underway. December 2024 - Pre-design activities are underway. November 19, 2024 - Core Scientific received approval from the Denton City Council. April 2024 - Core Scientific announced plans to build a data center in Texas. | No Major Development | 0 | Not Funded / Unconfirmed | Public | Core Scientific Inc
374702 | 374702 | 2026-03-11 13:59 | CloudHQ – 14521 McDevitt Drive Data center – Virginia | CloudHQ – 14521 McDevitt Drive Data center – Virginia | https://construction.globaldata.com/Projects/Overview/374702 | Planning | Parent | 400 | 2022 Q2 | 2026 Q4 | 2027 Q4 | North America | United States | Virginia | Culpeper | Frank Turnage Drive and 14521 McDevitt Drive | 22701 | Commercial & Leisure | Data Center | Data Center |  | Low | Expansion | Onshore | CloudHQ is planning to build a colocation data center campus at 14521 McDevitt Drive in Culpeper County, Virginia, the US. The project involves the construction of an 88,646m2 data center campus with a consumption capacity of 215MW on 38.44ha of land. It includes the construction of three data centers, data halls, a substation, administrative space and parking spaces, and the installation of racks, generators, cooling systems and safety and security systems. The three data centers include a 28,219m2 data center CLP1 with 50MW, a 28,219m2 data center CLP2 with 50MW and a 32,208m2 data center CLP3 with 42MW. CloudHQ acquired the development site from SAAM Ventures LLC for US$12 million in September 2021. The facility draws power from an on-site substation and also from renewable energy. It will utilize an advanced cooling system. The project is called "CloudHQ CLP Campus". | 38.4612 | -77.978 | The project involves the construction of an 88,646m2 data center campus with a consumption capacity of 215MW on 38.44ha of land at 14521 McDevitt Drive in Culpeper County, Virginia, the US. The US$400 million project includes the following: 1. Construction of racks 2. Construction of storage facilities 3. Construction of administrative space 4. Construction of parking facilities 5. Installation of safety and security systems | Colocation Data Center |  |  | March 2026 - Planning activities are underway. June 2025 - Planning activities are underway. August 2024 - Planning activities are underway. September 2023 - Planning activities are underway. Q2 2022 - ClousHQ announced plans for the construction of a 60MW Data ceter in Culpeper County&gt; | No Major Development | 0 | Not Funded / Unconfirmed | Private | CloudHQ LLC
473519 | 473519 | 2026-03-11 13:59 | Cohere – Cohere Data Center – Ontario | Cohere – Cohere Data Center – Ontario | https://construction.globaldata.com/Projects/Overview/473519 | Planning | Parent | 516 | 2024 Q3 | 2027 Q1 | 2028 Q4 | North America | Canada | Ontario | Ottawa |  |  | Commercial & Leisure | Data Center | Data Center |  | Low | New | Onshore | Cohere Inc is planning the construction of an AI data center in Ottawa, Ontario, Canada. The project involves the construction of an AI data center. It involves the construction of a warehouse, an office space, a storage facility, and parking facilities. In December 2024, Cohere received US$240 million in funding from the Ottawa Government. It is part of a strategy it recently launched to invest up to US$700 million to increase domestic AI computing capacity. Construction activities are to be completed in 2025. | 45.4112 | -75.6981 | The project involves the construction of an AI data center in Ottawa, Ontario, Canada. The US$180 million (CAD250 million) project includes the following: 1. Construction of a warehouse 2. Construction of an office space 3. Construction of a storage facility 4. Construction of parking facilities | Heating, ventilation and air conditioning (HVAC) |  |  | March 2026 - Planning activities are underway. November 2025 - Planning activities are underway. August 2025 - Planning activities are underway. December 2024 - Planning activities are underway. Q3 2024 - Cohere announced plans to build a date center in Ottawa. | No Major Development | 0 | Partially Funded | Private | Cohere Inc
471745 | 471745 | 2026-03-11 13:56 | Galaxy Digital – Helios Data Center Expansion – Texas | Galaxy Digital – Helios Data Center Expansion – Texas | https://construction.globaldata.com/Projects/Overview/471745 | Execution | Parent | 17000 | 2024 Q1 | 2025 Q4 | 2032 Q4 | North America | United States | Texas |  | 984 Co Road 112 | 79220 | Commercial & Leisure | Data Center | Data Center |  |  | Expansion | Onshore | Galaxy Digital Holdings is undertaking the expansion of the Helios hyperscale data center in Dickens County, Texas, the US. The project involves the construction of a data center with a consumption capacity of 1,600MW on 607ha of land. It includes the construction of server rooms, control rooms, substations, parking spaces, and administrative space, and the installation of transformers, generators and safety and security systems. It will be developed in phases. The first phase includes the construction of a 133MW data center and the campus has the potential to expand up to 3,500MW. In August 2025, Galaxy Digital secured a US$1,400 million project debt financing for the first phase. Whereas, Galaxy Digital will invest US$350 million in equity funds for the first phase. Husch Blackwell LLP has been appointed a the financial advisor and Clayco Inc as the main contractor for the first phase. The facility will be equipped with CoreWeave GPUs. It will utilize immersion cooling systems. In January 2026, secured approvals from Electric Reliability Council of Texas (ERCOT) for an additional 830MW capacity, reaching the approved total capacity of 1,600MW. The construction works started on the first phase in the fourth quarter of 2025 and will be completed by the second quarter of 2026. | 33.7766 | -100.8691 | The project involves the construction of a data center with a consumption capacity of 1,600MW on 607ha of land in Dickens County, Texas, the US. The US$17,000 million project includes the following: 1. Construction of server rooms 2. Construction of control rooms 3. Construction of substations 4. Construction of parking space 5. Construction of administrative space 6. Installation of transformers 7. Installation of generators 8. Installation of cooling systems 9. Installation of safety and security systems | Hyperscale Data Center |  |  | April 2026 - Construction works are underway on the first phase, comprising 133MW. Q4 2025 - Construction works are underway. August 2025 - Galaxy Digital secured a US$1,400 million project financing for the project. December 2024 - Project is in early stages of development. Q1 2024 - Galaxy Digital Holdings announced plans for Helios data center's expansion. | Project work on Schedule | 1 | Not Funded / Unconfirmed | Private | Galaxy Digital Inc | Clayco Inc
448986 | 448986 | 2026-03-11 13:55 | 5C DC/ Hypertec Grp – CMH01 Data Center – Ohio | 5C DC/ Hypertec Grp – CMH01 Data Center – Ohio | https://construction.globaldata.com/Projects/Overview/448986 | Execution | Parent | 50 | 2023 Q1 | 2025 Q4 | 2027 Q4 | North America | United States | Ohio | Columbus | on its Columbus campus |  | Commercial & Leisure | Data Center | Data Center |  |  | Expansion | Onshore | 5C Data Centers (5C DC) and Hypertec Group Inc are planning to build a Tier III colocation data center on its Columbus campus at 601 Benjamin Drive in Columbus, Ohio, the US. The project involves the expansion of a 6,131m2 data center with a capacity of 200MW on 16ha of land. It will be developed in phases. It includes the construction of 42 data halls, substations, server rooms, an administrative space, and the installation of safety and security systems. The first phase includes the construction of a 100MW data center and the campus is expandable up to 900MW in the future. The facility has been committed to operating on renewable energy and has a target PUE of less than 1.3. It will utilize an air and chilled water cooling system with N+2 redundancy. It will be equipped with N+2 redundancy UPS. It has been designed to meet DIACAP, FISMA, SOC 3, ISO 22301, ISO 27001, ISO 50001, ISO 9001, LEED, PCI DSS, SOC 1 Type 2, SOC 2 Type 2, and FEDRAMP certifications. 5CDC to deliver data center capacity for high-performance applications to hyperscale, AI, and cloud customers in the region. In April 2025, Hypertec Group Inc acquired 5C Data Centers and agreed to develop the project. | 39.9813 | -83.6147 | The project involves the expansion of a 6,131m2 data center with a capacity of 200MW on 16ha of land on its Columbus campus at 601 Benjamin Drive in Columbus, Ohio, the US. The US$50 million project includes the following: 1. Construction of 42 data halls 2. Construction of substations 3. Construction of server rooms 4. Construction of an administrative space 5. Installation of safety and security systems | Colocation Data Center; Hyperscale Data Center; LEED; Tier 3 Data Center |  |  | March 2026 - Construction works are underway. December 2025 - Construction works are underway. May 12, 2025 - We have not been able to obtain further updates on this project. We have retained the same project stage and amended the key dates accordingly. We will update the profile as soon as we obtain any new information. June 2024 - Planning activities are underway. Q1 2023 - 5C DC announced plans to expand a data center in Columbus. | Project work on Schedule | 1 | Not Funded / Unconfirmed | Private | 5C Data Centers;Hypertec Group Inc
313176 | 313176 | 2026-03-11 12:08 | Amazon – Bahia Blanca Data Center – Buenos Aires | Amazon – Bahia Blanca Data Center – Buenos Aires | https://construction.globaldata.com/Projects/Overview/313176 | Planning | Parent | 800 | 2018 Q1 | Awaiting Confirmation |  | South and Central America | Argentina | Buenos Aires | Bahia Blanca |  |  | Commercial & Leisure | Data Center | Data Center |  | Low | New | Onshore | Amazon.com Inc is planning to build a data center in Bahia Blanca in Buenos Aires, Argentina. The project involves the construction of a data center building. It includes the construction of administrative offices, electric distribution rooms, server rooms, meeting rooms, and parking spaces, and the installation of cooling systems, power facilities, and related equipment. Amazon bought 140ha of land near Bahia Blanca to develop the project. | -38.7196 | -62.2724 | The project involves the construction of a data center in Bahia Blanca, Buenos Aires, Argentina. The US$800 million project includes the following: 1. Construction of administrative offices 2. Construction of electric distribution rooms 3. Construction of server rooms 4. Construction of meeting rooms 5. Construction of parking spaces 6. Installation of cooling systems 7. Installation of power facilities 8. Installation of related equipment | Heating, ventilation and air conditioning (HVAC); Hyperscale Data Center | A data center is proposed for construction in Bahia Blanca, Buenos Aires. The objective of the project is to meet the growing demand for cloud-based services. The project will generate 700 jobs. |  | March 2026 - We have not been able to obtain further updates on this project. We have retained the same project stage and amended the key dates accordingly. We will update the profile as soon as we obtain any new information. April 2025 - We have not been able to obtain further updates on this project. We have retained the same project stage and amended the key dates accordingly. We will update the profile as soon as we obtain any new information. August 2024 - We have not been able to obtain further updates on this project. We have retained the same project stage and amended the key dates accordingly. We will update the profile as soon as we obtain any new information. January 2024 - We have not been able to obtain further updates on this project. We have retained the same project stage and amended the key dates accordingly. We will update the profile as soon as we obtain any new information. March 2023 - We have not been able to obtain further updates on this project. We have retained the same project stage and amended the key dates accordingly. We will update the profile as soon as we obtain any new information. October 2022 - We have not been able to obtain further updates on this project. We have retained the same project stage and amended the key dates accordingly. We will update the profile as soon as we obtain any new information. November 2021 - Planning activities are underway. June 2021 - Planning activities are underway. April 2021 - The project process is reactivated. March 2021 - The project is on hold. September 2020 - The project continues to be on hold. April 2020 - The project is put on hold due to administrative reasons. January 2020 - The project is put on hold due to administrative reasons. October 22, 2019 - The project is in the earlier stage of development. March 2018 - Amazon announced plans to build a Data Center in Bahia Blanca, Buenos Aires. | Information Unavailable |  | Not Funded / Unconfirmed | Private | Amazon.com Inc
410304 | 410304 | 2026-03-11 10:41 | Panattoni – Cerdanyola del Vallès Data Center Complex – Catalonia | Panattoni – Cerdanyola del Vallès Data Center Complex – Catalonia | https://construction.globaldata.com/Projects/Overview/410304 | Pre-Tender | Parent | 656 | 2022 Q1 | 2026 Q4 | 2030 Q3 | Europe | Spain | Catalonia | Cerdanyola del Valles | at Avinguda de la Ciència |  | Commercial & Leisure | Data Center | Data Center | Overhead Lines | Low | New | Onshore | Panattoni is constructing a data center complex in Cerdanyola del Vallès—to the north of Barcelona—Catalonia, Spain. The project is planned in two phases on a 5-ha area. The first phase involves the construction of the hyperscale data center with a consumption capacity of 42MW on a ​​2.12ha, a 46MW data center campus comprising the DC2.03, DC2.02, and DC2.01 data center buildings with a gross floor area of 3,200m2 each in phase II, an on-site electrical substation, and access and internal roads and the installation of liquid cooling and free-air cooling systems, solar panels on the roof, and the laying of 25kV and 110kV transmission lines in phase I and II respectively. Quark UnLtd Engineering SL has been appointed as the engineering and design consultant. A joint venture of Colliers Real Estate SL and Telam Partners has been appointed as the leasing contractor. Panattoni has acquired the land from the Parc de l'Alba Consortium, made up of the Catalan Land Institute (INCASÒL) and the Cerdanyola del Vallès City Council. The data center complex will be a Tier 3 Data Center, Green, and Modular data center. Currently, Panattoni is in the process of closing a leasing agreement with one of the operators with which it is in negotiations. The construction will commence once the leasing agreement is signed. | 41.4911 | 2.1408 | The project involves the construction of a data center complex in Cerdanyola del Vallès—to the north of Barcelona, Catalonia, Spain. The US$656 million project includes the following: 1. Construction of the hyperscale 42MW data center complex with DC1.03 , DC1.02, DC1.01 buildings each with 3,200m2 area on a 2.12ha 2. Construction of a 46MW data center campus comprising the DC2.03, DC2.02, and DC2.01 data center buildings with a gross floor area of 3,200m2 each in phase II 3. Construction of an electrical substation with a built-up area of 2,600m2 4. Construction of a general service facility with a 2,600 m2 area 5. Construction of the Front of House building with a total gross floor area of 2,296 in phases I and II, respectively 6. Installation of liquid cooling and free-air cooling systems 7. Installation of solar panels on the roof, cooling equipment, and Heat recovery systems 8. Laying of 25kV and 110kV transmission lines in phases I and II, respectively | Fencing; Green data center; Heating, ventilation and air conditioning (HVAC); Hyperscale Data Center; Modular data center; Solar Rooftop; Tier 3 Data Center | A data center complex is planned to be built in Cerdanyola del Vallès, to the north of Barcelona, Catalonia. The project aims to provide IT space for digital industries in the region. |  | March 2026 - The project is in the pre-construction and pre-tender stage. September 2025 - The project is in the pre-construction and pre-tender stage. June 2025 - The project developer is in the process to start the construction tender. February 2025 - The project developer is in the process to start the construction tender. January 2025 - The project obtained the construction permit. June 12, 2023 - Design activities are underway. September 2022 - The design contract was awarded to Quark UnLtd Engineering SL. March 2022 - A tender was issued for design contractors. January 2022 - Panattoni announced plans to build a data center complex in Cerdanyola del Vallès. | No Major Development | 0 | Not Funded / Unconfirmed | Private | Panattoni Europe |  | Quark UnLtd Engineering SL | Colliers Real Estate SL;Telam Partners
477429 | 410304 | 2026-03-11 10:39 | Panattoni – Cerdanyola del Vallès Data Center Complex: Phase I – Catalonia | Panattoni – Cerdanyola del Vallès Data Center Complex – Catalonia | https://construction.globaldata.com/Projects/Overview/477429 | Pre-Tender | Sub | 326 | 2022 Q1 | 2026 Q4 | 2030 Q2 | Europe | Spain | Catalonia | Cerdanyola del Valles | at Avinguda de la Ciència |  | Commercial & Leisure | Data Center | Data Center |  | Low | New | Onshore | Panattoni is constructing a data center complex in Cerdanyola del Vallès—to the north of Barcelona—Catalonia, Spain. The project involves the construction of a 42MW consumption capacity with a total gross floor area of 21,292m2, an electrical substation, an administrative facility, access and internal roads, parking facilities, and the installation of cooling equipment, security, and relevant equipment. Quark UnLtd Engineering SL is appointed as the engineering and design consultant. A joint venture of Colliers Real Estate SL and Telam Partners is appointed as the leasing contractor. Panattoni has acquired the land from the Parc de l'Alba Consortium, made up of the Catalan Land Institute (INCASÒL) and the Cerdanyola del Vallès City Council. | 41.4911 | 2.1408 | The project involves the construction of a data center complex in Cerdanyola del Vallès—to the north of Barcelona, Catalonia, Spain. The US$326 million project includes the following: 1. Construction of a 42MW consumption capacity with a total gross floor area of 21,292m2 2. Construction of an electrical substation 3. Construction of an administrative facility 4. Construction of access and internal roads 5. Construction of parking facilities 6. Installation of cooling equipment 7. Installation of security and relevant equipment | Heating, ventilation and air conditioning (HVAC) | A data center complex is planned to be built in Cerdanyola del Vallès, to the north of Barcelona, Catalonia. The project aims to provide IT space for digital industries in the region. |  | March 2026 - The project is in the pre-construction tender stage. September 2025 - The project is in the pre-construction tender stage. February 2025 - The project is in the pre-construction tender stage. January 2025 - The project obtained the construction permit. September 2022 - The design contract was awarded to Quark UnLtd Engineering SL. June 2022 - A tender was issued for design contractors. March 2022 - Panattoni announced plans to build a data center complex in Cerdanyola del Vallès. | No Major Development | 0 | Not Funded / Unconfirmed | Private | Panattoni Europe |  | Quark UnLtd Engineering SL | Colliers Real Estate SL;Telam Partners
505503 | 505503 | 2026-03-11 10:37 | ByteDance – Wuhu Yangtze River Delta Computing Center – Anhui | ByteDance – Wuhu Yangtze River Delta Computing Center – Anhui | https://construction.globaldata.com/Projects/Overview/505503 | Execution | Parent | 1092 | 2023 Q4 | 2024 Q4 | 2027 Q4 | Asia-Pacific | China | Anhui | Wuhu | Southeast side of the intersection of Tongjiang Avenue and Zhisan Road, Wuwei Economic Development Zone. |  | Commercial & Leisure | Data Center | Data Center |  |  | New | Onshore | Volcano Engine (VE) a subsidiary of Beijing ByteDance Technology Co. Ltd (BYTEDANCE) has constructed a Yangtze River Delta Computing Center in Wuwei County, Wuhu, Anhui, China. The project involved the construction of a yangtze river delta computing center on a construction area of 130,000m2. It also includes six data centers, six diesel generator buildings, 21,800 server cabinets, 236 network cabinets, a resource recycling station, 220kv substation, a comprehensive building, an administrative office, and parking facilities and the installation of equipment and safety and security systems. Construction activities were undertaken by China Construction Third Engineering Bureau Group Co. Ltd. | 31.3373 | 118.3735 | The project involved the construction of a Yangtze River Delta Computing Center on a construction area of 130,000m2 in Wuwei County, Wuhu, Anhui, China. The US$1,092 million project included the following: 1. Construction of six data centers 2. Construction of six diesel generator buildings 3. Construction of 21,800 server cabinets 4. Construction of 236 network cabinets 5. Construction of a resource recycling station 6. Construction of 220kv substation 7. Construction of a comprehensive building 8. Construction of an administrative office 5. Construction of parking facilities 6. Installation of equipment and safety and security systems | Heating, ventilation and air conditioning (HVAC) |  |  | May 2025 - The main structure of the project has been capped. June 2024 - Planning activities are underway. January 2024 - Construction works are underway. October 2023 - ByteDance announced plans to build a Yangtze River Delta Computing Center in Wuwei County, Wuhu, Anhui, China. | Project work on Schedule | 1 | Not Funded / Unconfirmed | Private | Beijing ByteDance Technology Co Ltd | China Construction Third Engineering Bureau Group Co., Ltd.
412407 | 412407 | 2026-03-11 07:24 | Paratus Grp – Tier-IV Data Centre – Luanda | Paratus Grp – Tier-IV Data Centre – Luanda | https://construction.globaldata.com/Projects/Overview/412407 | Planning | Parent | 80 | 2023 Q2 | 2027 Q4 | 2029 Q4 | Middle East and Africa | Angola | Luanda | Luanda |  |  | Commercial & Leisure | Data Center | Data Center |  | Low | New | Onshore | The Paratus Group is planning to undertake the construction of a data center with a capacity of 10MW on 30,000m2 of land in Luanda, Angola. The project involves the construction of a data center with a capacity of 10MW on 30,000m2 of land. It also includes the installation of HVAC, power systems, safety, and security system, and associated facilities. In November 2023, the client has secured US$31 million from the Emerging Africa Infrastructure Fund (EAIF) for the development of the project. In May 2025, the project is in its initial stage of development. | -8.8368 | 13.2343 | The Paratus Group is planning to undertake the construction of a data center with a capacity of 10MW on 30,000m2 of land in Luanda, Angola. The US$80 million project included the following: 1. Construction of a data center with a capacity of 10MW 2. Installation of HVAC 3. Installation of power systems 4. Installation of safety and security system 5. Associated facilities | Tier 4 Data Center | A data center is being planned in Angola. The project aims to house over 2,000 cabinets. |  | March 2026 - We have not been able to obtain further updates on this project. We have retained the same project stage and amended the key dates accordingly. We will update the profile as soon as we obtain any new information. May 2025 - The project is in the initial stage of development. August 2024 - We have not been able to obtain further updates on this project. We have retained the same project stage and amended the key dates accordingly. We will update the profile as soon as we obtain any new information. November 2023 - The client has secured US$31 million from the Emerging Africa Infrastructure Fund (EAIF) for the development of the project. July 04, 2023 - Paratus Group has announced plans to construct Tier-IV data centre in Luanda. | Information Unavailable |  | Not Funded / Unconfirmed | Private | Paratus Group Ltd
560407 | 153876 | 2026-03-11 06:49 | Pinewood Group – Iver Heath Pinewood Studios Expansion: Data Center – Buckinghamshire | Pinewood Group – Iver Heath Pinewood Studios Expansion – Buckinghamshire | https://construction.globaldata.com/Projects/Overview/560407 | Pre-Design | Sub | 500 | 2025 Q1 | 2027 Q2 | 2029 Q4 | Europe | United Kingdom | Buckinghamshire |  | Pinewood Road | SL0 0NH | Commercial & Leisure | Data Center | Data Center |  | High | New | Onshore | Pinewood Group Ltd is planning to construct a data center at Pinewood Road, in Slough, Buckinghamshire, the UK. The project involves the construction of four data center buildings on a 55,030m2 area. It includes data halls, server rooms, an administrative office, and two substations, and the installation of generators, cooling systems, and safety and security systems. | 51.5489 | -0.53218 | The project involves the construction of four data center buildings on a 55,030m2 area in Slough, Buckinghamshire, the UK. The US$500 million project includes the following: 1. Construction of data halls 2. Construction of server rooms 3. Construction of an administrative office 4. Construction of two substations 5. Installation of generators 6. Installation of cooling systems 7. Installation of safety and security systems |  |  |  | March 2026 - Pre-Design activities are underway. February 2026 - Pinewood Group secured planning approvals from the Buckinghamshire County Council. July 2025 - Pinewood Group submitted a project plan to the Buckinghamshire County Council. February 2025 - Pinewood Group announced plans to construct a data center in Slough. | No Major Development | 0 | Not Funded / Unconfirmed | Private | Pinewood Group Ltd
540147 | 540147 | 2026-03-11 06:24 | AI Pathfinder – North Ayrshire Data Center – United Kingdom | AI Pathfinder – North Ayrshire Data Center – United Kingdom | https://construction.globaldata.com/Projects/Overview/540147 | On Hold | Parent | 20200 | 2025 Q1 | Awaiting Confirmation |  | Europe | United Kingdom |  |  | North Ayrshire | KA5 5NL | Commercial & Leisure | Data Center | Data Center |  |  | New | Onshore | AI Pathfinder is planning to undertake the construction of an enterprise data center at the i3 industrial park in North Ayrshire, Scotland, the UK. The project involves the construction of a data center with a consumption capacity of 1,000MW. It includes the construction of data halls, meet-me rooms, server rooms, a substation, a parking facility and the installation of generators and uninterruptible power supply (UPS) units, cooling systems and safety and security systems. It is equipped with reliable uninterruptible power supply (UPS) units and generators for backup power systems. It also features an advanced cooling system, ensuring optimal performance and efficiency with maximum reliability. AJ Group has been appointed as the contractor. | 55.5 | -4.5 | The project involves the construction of a data center with a consumption capacity of 1,000MW at the i3 industrial park in North Ayrshire, Scotland, the UK. The US$20,200 million project includes the following: 1. Construction of data halls 2. Construction of meet-me rooms 3. Construction of server rooms 4. Construction of a substation 5. Construction of a parking facility 6. Installation of generators and uninterruptible power supply (UPS) units 7. Installation of the cooling system 8. Installation of safety and security systems | Enterprise Data Center; Heating, ventilation and air conditioning (HVAC) |  |  | March 2026 - The project is on hold due to legal issues. October 2025 - Planning activities are underway. Q1 2025 - AI Pathfinder announced plans to build a data center in North Ayrshire. | Project Put on Hold | -4 | Not Funded / Unconfirmed | Private | AI Pathfinder | AJ Group UK
540146 | 540146 | 2026-03-11 06:22 | AI Pathfinder – Northamptonshire Data Center – Northamptonshire | AI Pathfinder – Northamptonshire Data Center – Northamptonshire | https://construction.globaldata.com/Projects/Overview/540146 | On Hold | Parent | 4600 | 2025 Q1 | Awaiting Confirmation |  | Europe | United Kingdom | Northamptonshire |  |  |  | Commercial & Leisure | Data Center | Data Center |  |  | New | Onshore | AI Pathfinder is planning to undertake the construction of an enterprise data center in Northamptonshire, the UK. The project involves the construction of a data center. It includes the construction of data halls, meet-me rooms, server rooms, a substation, a parking facility and the installation of generators and uninterruptible power supply (UPS) units, cooling systems and safety and security systems. It is equipped with reliable uninterruptible power supply (UPS) units and generators for backup power systems. It also features an advanced cooling system, ensuring optimal performance and efficiency with maximum reliability. | 52.3106 | -0.86591 | The project involves the construction of a data center in Northamptonshire, the UK. The US$4,600 million project includes the following: 1. Construction of data halls 2. Construction of meet-me rooms 3. Construction of server rooms 4. Construction of a substation 5. Installation of generators and uninterruptible power supply (UPS) units 6. Installation of the cooling system | Enterprise Data Center |  |  | March 2026 - The project is on hold due to legal issues. November 2025 - Planning activities are underway. Q1 2025 - AI Pathfinder announced plans to build a data center in Northamptonshire. | Project Put on Hold | -4 | Not Funded / Unconfirmed | Private | AI Pathfinder
561103 | 561103 | 2026-03-11 05:51 | TenKey LandCo – Franklin Simpson Data Storage and Service Center – Kentucky | TenKey LandCo – Franklin Simpson Data Storage and Service Center – Kentucky | https://construction.globaldata.com/Projects/Overview/561103 | Planning | Parent | 1600 | 2025 Q2 | 2028 Q1 | 2030 Q4 | North America | United States | Kentucky |  | 421 Steele Road | 42134 | Commercial & Leisure | Data Center | Data Center |  | Medium | New | Onshore | TenKey LandCo I, LLC is planning to undertake the construction of a hyperscale data center near Exit 2 of Interstate 65 at the southern end of city of Franklin, Kentucky, the US. The project involves the construction of three 18,580m2 data center buildings on 81ha of land. It includes the construction of data halls with racks, meeting rooms, office space, storage facilities and parking facilities, and the installation of safety and security systems. The data center will have its on-site power generation facility via clean natural gas turbines with Best Available Control Technology (BACT) and battery storage. It will utilise closed-loop liquid cooling system. | 36.6691 | -86.566 | The project involves the construction of three 18,580m2 data center buildings on 81ha of land at 421 Steele Road in the city of Franklin, Kentucky, the US. The US$1,600 million project includes the following: 1. Construction of data halls 2. Construction of meeting rooms 3. Construction of office space 4. Construction of storage facilities 5. Construction of parking facilities 6. Installation of safety and security systems | Hyperscale Data Center |  |  | March 2026 - The Franklin Planning and Zoning Commission has approved a preliminary development plan for the project. November 25, 2025 - TenKey LandCo I, LLC has submitted a development plan to the City of Franklin. Q2 2025 - TenKey LandCo I, LLC announced plans to build Simpson Data Storage & Service Center in Franklin. | Major Authority Clearance Received | 3 | Not Funded / Unconfirmed | Private | TenKey LandCo I LLC
359959 | 359959 | 2026-03-11 04:48 | China Unicom – Qingdao West Coast Data Center – Shandong | China Unicom – Qingdao West Coast Data Center – Shandong | https://construction.globaldata.com/Projects/Overview/359959 | Construction Complete | Parent | 432 | 2017 Q1 | 2021 Q3 | 2023 Q2 | Asia-Pacific | China | Shandong | Qingdao |  | 266000 | Commercial & Leisure | Data Center | Data Center |  |  | New | Onshore | China United Network Communications Group Co. Ltd (CU) has constructed a data center at the West Coast New District in Qingdao, Shandong, China. The project involved the construction of a data center on a 7.88ha site area with a 110,000m2 GFA, a call center, an administrative building, meeting rooms, parking facilities, and related facilities, and the installation of 12,000 racks, 200,000 servers, electrical equipment, cooling systems, and safety systems. Shandong P and T Planning and Designing Institute Co. Ltd had been appointed as the design consultant. The Fourth Construction Co. Ltd of China Construction Eighth Engineering Division had been appointed as the EPC contractor. | 36.066 | 120.3694 | The project involved the construction of a data center on a 7.88ha site area with a 110,000m2 gross floor area (GFA) at the West Coast New District in Qingdao, Shandong. The US$432 million (CNY3,000 million) project includes the following: 1. Construction of a data center 2. Construction of a call center 3. Construction of an administrative building 4. Construction of meeting rooms 5. Construction of parking facilities and related facilities 6. Installation of 12,000 racks and 200,000 servers 7. Installation of electrical equipment 8. Installation of cooling systems 9. Installation of safety systems | Heating, ventilation and air conditioning (HVAC); Tier 4 Data Center | The project was developed at the West Coast New District in Qingdao, Shandong. The project aims to build the first big data center in Shandong Province that meets the highest international standards. It will also serve as one of the core nodes of China Unicom Group's data center for carrying group-level big data resources. |  | May 2023 - Construction completed on the project. February 2023 - Phase I of the project has been completed. April 2022 - Construction activities are ongoing. December 2021 - Construction activities are underway. September 01, 2021 - Construction commenced on Phase I of the project. November 2020 - Planning activities are underway. January 2017 - CU announced plans to build a data center at West Coast New District in Qingdao, Shandong, China. | Construction Completed | 5 | Not Funded / Unconfirmed | Public | China United Network Communications Group Co Ltd | The Fourth Construction Co Ltd of China Construction Eighth Engineering Division | Shandong P and T Planning and Designing Institute Co Ltd
504012 | 504012 | 2026-03-11 03:51 | Polarnode – Juhansuo Data Center – Pirkanmaa | Polarnode – Juhansuo Data Center – Pirkanmaa | https://construction.globaldata.com/Projects/Overview/504012 | Design | Parent | 300 | 2024 Q1 | 2027 Q2 | 2028 Q4 | Europe | Finland | Pirkanmaa | Nokia | Juhansuo district |  | Commercial & Leisure | Data Center | Data Center |  | Low | New | Onshore | Polarnode Oy (Polarnode) is planning to construct a colocation data center in the Juhansuo district, Nokia, Finland. The project involves the construction of a 30MW data center on 5.5ha of land. It includes the construction of server rooms, data halls, meeting rooms, administrative facilities, storage facilities, and the installation of racks, cooling systems, and safety and security systems. The project could reach 100MW in further phases. The project will be powered by a stable power grid and sustainable, low-carbon energy. | 61.5141 | 23.5286 | The project involves the construction of 30MW data center on 5.5ha of land in Nokia, Finland. The US$300 million project includes the following: 1. Construction of server rooms 2. Construction of data halls 3. Construction of meeting rooms 4. Construction of administrative facilities 5. Construction of storage facilities 6. Installation of racks 7. Installation of cooling systems 8. Installation of safety and security systems | Heating, ventilation and air conditioning (HVAC); Sustainable Building |  |  | March 2026 - Design works are underway. October 2025 - Planning activities are underway. March 2024 - Polarnode announced plans to construct a data center in the city of Nokia. | No Major Development | 0 | Not Funded / Unconfirmed | Private | Polarnode Oy
268852 | 221901 | 2026-03-10 17:38 | Digital Realty – Digital Realty Garland Datacenter: Phase IV – Texas | Digital Realty – Digital Realty Garland Datacenter – Texas | https://construction.globaldata.com/Projects/Overview/268852 | Pre-Design | Sub | 160 | 2017 Q1 | 2027 Q1 | 2029 Q4 | North America | United States | Texas | Garland | 1702 West Campbell Road | 75044 | Commercial & Leisure | Data Center | Data Center |  | Low | New | Onshore | Digital Realty Trust Inc (DLR) is planning to build a data center in Garland, Texas, the US. The project involves the construction of 23,226m2 data center. It includes the construction of server rooms, meeting rooms, administrative space and parking facilities and the installation of equipment, safety and security systems. In August 2017, DLR secured a 40% property tax exemption for seven years from the City of Garland (CoG). In August 2018, DLR secured approvals from the CoG. | 32.9771 | -96.6504 | The project involves the construction of a 23,226m2 data center in Garland, Texas, the US. The US$160 million project includes the following: 1. Construction of server rooms 2. Construction of meeting rooms 3. Construction of an administrative space 4. Construction of parking facilities 5. Installation of equipment 6. Installation of safety and security systems | Heating, ventilation and air conditioning (HVAC) | A data center is planned at 1702 West Campbell Road in Garland, on a site adjacent to RagingWire’s 80MW data center in the Dallas–Fort Worth Metroplex region. The project aims to provide cloud services business and expand data center capacity to improve the quality of services to users. Upon completion, the data center is expected to reach a maximum power capacity of 32MW. |  | March 10, 2026 - We have not been able to obtain further updates on this project. We have retained the same project stage and amended the key dates accordingly. We will update the profile as soon as we obtain any new information. August 2025 - Pre-design activities are underway. November 2024 - Pre-design activities are underway. March 07, 2024 - We have not been able to obtain further updates on this project. We have retained the same project stage and amended the key dates accordingly. We will update the profile as soon as we obtain any new information. April 26, 2023 - We have not been able to obtain further updates on this project. We have retained the same project stage and amended the key dates accordingly. We will update the profile as soon as we obtain any new information. October 11, 2021 - We have not been able to obtain further updates on this project. We have retained the same project stage and amended the key dates accordingly. We will update the profile as soon as we obtain any new information. July 2020 - Pre-design activities are underway. Q3 2018 - The project received an approval from CoG for an additional expansion with increased investment. August 2017 - The project received a 40 percent property tax exemption for seven years from the CoG. Q1 2017 - DLR announced plans to build a data center in Garland. | Information Unavailable |  | Not Funded / Unconfirmed | Private | Digital Realty Trust Inc
222008 | 221901 | 2026-03-10 17:38 | Digital Realty – Digital Realty Garland Datacenter: Phase III – Texas | Digital Realty – Digital Realty Garland Datacenter – Texas | https://construction.globaldata.com/Projects/Overview/222008 | Pre-Design | Sub | 160 | 2017 Q1 | 2027 Q1 | 2029 Q2 | North America | United States | Texas | Garland | 1702 West Campbell Road | 75044 | Commercial & Leisure | Data Center | Data Center |  | Medium | New | Onshore | Digital Realty Trust Inc (DLR) is planning to build a data center in Garland, Texas, the US. The project involves the construction of a 23,226m2 data center. It includes the construction of server rooms, meeting rooms, an administrative space, and parking facilities and the installation of equipment, safety, and security systems. In August 2017, DLR secured a 40% property tax exemption for seven years from the City of Garland (CoG). In August 2018, DLR secured approvals from the CoG for the addition of 6.47ha to the existing site. | 32.9771 | -96.6504 | The project involves the construction of a 23,226m2 data center in Garland, Texas, the US. The US$160 million project includes the following: 1. Construction of server rooms 2. Construction of meeting rooms 3. Construction of an administrative space 4. Construction of parking facilities 5. Installation of equipment 6. Installation of safety and security systems | Heating, ventilation and air conditioning (HVAC) | A data center is planned at 1702 West Campbell Road in Garland, on a site adjacent to RagingWire’s 80MW data center in the Dallas–Fort Worth Metroplex region. The project aims to provide cloud services business and expand data center capacity to improve the quality of services to users. Upon completion, the data center is expected to reach a maximum power capacity of 32MW. |  | March 10, 2026 - We have not been able to obtain further updates on this project. We have retained the same project stage and amended the key dates accordingly. We will update the profile as soon as we obtain any new information. August 2025 - Pre-design activities are underway. November 2024 - Pre-design activities are underway. March 07, 2024 - We have not been able to obtain further updates on this project. We have retained the same project stage and amended the key dates accordingly. We will update the profile as soon as we obtain any new information. April 26, 2023 - We have not been able to obtain further updates on this project. We have retained the same project stage and amended the key dates accordingly. We will update the profile as soon as we obtain any new information. October 11, 2021 - We have not been able to obtain further updates on this project. We have retained the same project stage and amended the key dates accordingly. We will update the profile as soon as we obtain any new information. July 2020 - Pre-design activities are underway. August 2017 - DLR secured a 40% property tax exemption from the CoG. Q1 2017 - DLR announced plans to build a data center in Garland. | Information Unavailable |  | Not Funded / Unconfirmed | Private | Digital Realty Trust Inc
221999 | 221901 | 2026-03-10 17:38 | Digital Realty – Digital Realty Garland Datacenter: Phase II – Texas | Digital Realty – Digital Realty Garland Datacenter – Texas | https://construction.globaldata.com/Projects/Overview/221999 | Pre-Design | Sub | 160 | 2017 Q1 | 2027 Q1 | 2029 Q2 | North America | United States | Texas | Garland | 1702 West Campbell Road | 75044 | Commercial & Leisure | Data Center | Data Center |  | Medium | New | Onshore | Digital Realty Trust Inc (DLR) is planning to build a data center in Garland, Texas, the US. The project involves the construction of 23,226m2 data center. It includes the construction of server rooms, meeting rooms, administrative space and parking facilities, and the installation of equipment and safety and security systems. In August 2017, DLR secured a 40% property tax exemption for seven years from the City of Garland (CoG). In August 2018, DLR secured approvals from the CoG for the addition of 6.47ha to the existing site. | 32.9771 | -96.6504 | The project involves the construction of a 23,226m2 data center in Garland, Texas, the US. The US$160 million project includes the following: 1. Construction of server rooms 2. Construction of meeting rooms 3. Construction of an administrative space 4. Construction of parking facilities 5. Installation of equipment 6. Installation of safety and security systems | Heating, ventilation and air conditioning (HVAC) | A data center is planned at 1702 West Campbell Road in Garland, on a site adjacent to RagingWire’s 80MW data center in the Dallas–Fort Worth Metroplex region. The project aims to provide cloud services business and expand data center capacity to improve the quality of services to users. |  | March 10, 2026 - We have not been able to obtain further updates on this project. We have retained the same project stage and amended the key dates accordingly. We will update the profile as soon as we obtain any new information. August 2025 - Pre-design activities are underway. November 2024 - Pre-design activities are underway. March 07, 2024 - We have not been able to obtain further updates on this project. We have retained the same project stage and amended the key dates accordingly. We will update the profile as soon as we obtain any new information. March 04, 2024 - We have not been able to obtain further updates on this project. We have retained the same project stage and amended the key dates accordingly. We will update the profile as soon as we obtain any new information. April 26, 2023 - We have not been able to obtain further updates on this project. We have retained the same project stage and amended the key dates accordingly. We will update the profile as soon as we obtain any new information. October 11, 2021 - We have not been able to obtain further updates on this project. We have retained the same project stage and amended the key dates accordingly. We will update the profile as soon as we obtain any new information. July 2020 - Pre-design activities are underway. August 2019 - Planning activities are underway. September 2018 - Planning activities are underway. August 2017 - The project received a 40 percent property tax exemption for seven years from the CoG. Q1 2017 - DLR announced plans to build a data center in Garland. | Information Unavailable |  | Not Funded / Unconfirmed | Private | Digital Realty Trust Inc
221997 | 221901 | 2026-03-10 17:38 | Digital Realty – Digital Realty Garland Datacenter: Phase I – Texas | Digital Realty – Digital Realty Garland Datacenter – Texas | https://construction.globaldata.com/Projects/Overview/221997 | Pre-Design | Sub | 160 | 2017 Q1 | 2027 Q1 | 2029 Q2 | North America | United States | Texas | Garland | 1702 West Campbell Road | 75044 | Commercial & Leisure | Data Center | Data Center |  | Low | New | Onshore | Digital Realty Trust Inc (DLR) is planning to build a data center in Texas, the US. The project involves the construction of a 23,226m2 data center. It includes the construction of server rooms, meeting rooms, an administrative space and parking facilities, and the installation of equipment, safety, and security systems. In August 2017, DLR secured a 40% property tax exemption for seven years from the City of Garland (CoG). In August 2018, DLR secured approvals from the CoG for the addition of 6.47ha to the existing site. | 32.9771 | -96.6504 | The project involves the construction of a 23,226m2 data center in Garland, Texas, the US. The US$160 million project includes the following: 1. Construction of server rooms 2. Construction of meeting rooms 3. Construction of an administrative space 4. Construction of parking facilities 5. Installation of equipment 6. Installation of safety and security systems | Heating, ventilation and air conditioning (HVAC) | A data center is planned at 1702 West Campbell Road in Garland, on a site adjacent to RagingWire’s 80MW data center in the Dallas–Fort Worth Metroplex region. The project aims to provide cloud services business and expand data center capacity to improve the quality of services to users. |  | March 10, 2026 - We have not been able to obtain further updates on this project. We have retained the same project stage and amended the key dates accordingly. We will update the profile as soon as we obtain any new information. August 2025 - Pre-design activities are underway. November 2024 - Pre-design activities are underway. March 07, 2024 - We have not been able to obtain further updates on this project. We have retained the same project stage and amended the key dates accordingly. We will update the profile as soon as we obtain any new information. April 26, 2023 - We have not been able to obtain further updates on this project. We have retained the same project stage and amended the key dates accordingly. We will update the profile as soon as we obtain any new information. October 11, 2021 - We have not been able to obtain further updates on this project. We have retained the same project stage and amended the key dates accordingly. We will update the profile as soon as we obtain any new information. July 2020 - Pre-design activities are underway. August 2019 - Pre-design activities are underway. August 2018 - The project received an approval from CoG for an additional expansion with investment for the project. August 2017 - DLR secured a 40% property tax exemption from the CoG. Q1 2017 - DLR announced plans to build a data center in Garland. | Information Unavailable |  | Not Funded / Unconfirmed | Private | Digital Realty Trust Inc
537032 | 537032 | 2026-03-10 17:38 | Barrio Energy – ERCOT South Zone Data Center II – Texas | Barrio Energy – ERCOT South Zone Data Center II – Texas | https://construction.globaldata.com/Projects/Overview/537032 | Planning | Parent | 110 | 2025 Q3 | 2026 Q4 | 2028 Q1 | North America | United States | Texas |  | ERCOT South Zone, Matagorda County |  | Commercial & Leisure | Data Center | Data Center |  | Low | New | Onshore | Barrio Energy LLC is planning to build a modular data center in in the ERCOT South Zone, Matagorda County, Texas, the US. The project involves the construction of a data center with a capacity of 10MW. It includes the construction of server rooms with racks, control rooms, an administrative space, storage space, meet-me rooms, and the installation of generators, air conditioning, safety, and security systems. The facility will assist in powering advanced computing operations, modular data centers and cryptocurrency mining. | 28.7543 | -96.6049 | The project involves the construction of a data center with a consumption capacity of 10MW in Matagorda County, Texas, the US. The US$110 million project includes the following: 1. Construction of server rooms with racks 2. Construction of control rooms 3. Construction of an administrative space 4. Construction of storage space 5. Construction of meet-me rooms 6. Installation of generators 7. Installation of equipment 8. Installation of advanced cooling systems 9. Installation of safety and security systems | Heating, ventilation and air conditioning (HVAC) |  |  | March 2026 - Planning activities are underway. August 2025 - Planning activities are underway. Q3 2025 - Barrio Energy announced plans to build a data center in Matagorda County. | No Major Development | 0 | Not Funded / Unconfirmed | Private | Barrio Energy LLC
221901 | 221901 | 2026-03-10 17:38 | Digital Realty – Digital Realty Garland Datacenter – Texas | Digital Realty – Digital Realty Garland Datacenter – Texas | https://construction.globaldata.com/Projects/Overview/221901 | Pre-Design | Parent | 640 | 2017 Q1 | 2027 Q1 | 2029 Q4 | North America | United States | Texas | Garland | 1702 West Campbell Road | 75044 | Commercial & Leisure | Data Center | Data Center |  | Medium | New | Onshore | Digital Realty Trust Inc (DLR) is planning to build a data center in Garland, Texas, the US. The project involves the construction of a 92,903m2 data center campus comprising four buildings. It includes the construction of server rooms, meeting rooms, an administrative space, and parking facilities, and the installation of equipment, safety and security systems. Each phase will cost US$160 million to develop. | 32.9771 | -96.6504 | The project involves the construction of a 92,903m2 data center campus comprising four buildings on 18.2ha of land in Texas, the US. The US$640 million project includes the following: 1. Construction of server rooms 2. Construction of meeting rooms 3. Construction of an administrative space 4. Construction of parking facilities 5. Installation of equipment 6. Installation of safety and security systems | Heating, ventilation and air conditioning (HVAC) | A data center is planned at 1702 West Campbell Road in Garland, on a site adjacent to RagingWire’s 80MW data center in the Dallas–Fort Worth Metroplex region. Upon completion, the data center is expected to reach a maximum power capacity of 160MW. |  | March 10, 2026 - We have not been able to obtain further updates on this project. We have retained the same project stage and amended the key dates accordingly. We will update the profile as soon as we obtain any new information. August 2025 - Pre-design activities are underway. November 2024 - Pre-design activities are underway. March 07, 2024 - We have not been able to obtain further updates on this project. We have retained the same project stage and amended the key dates accordingly. We will update the profile as soon as we obtain any new information. April 26, 2023 - We have not been able to obtain further updates on this project. We have retained the same project stage and amended the key dates accordingly. We will update the profile as soon as we obtain any new information. September 27, 2022 - We have not been able to obtain further updates on this project. We have retained the same project stage and amended the key dates accordingly. We will update the profile as soon as we obtain any new information. October 08, 2021 - We have not been able to obtain further updates on this project. We have retained the same project stage and amended the key dates accordingly. We will update the profile as soon as we obtain any new information. September 16, 2020 - We have not been able to obtain further updates on this project. We have retained the same project stage and amended the key dates accordingly. We will update the profile as soon as we obtain any new information. August 2019 - Pre-design activities are underway. August 2018 - DLR secured approvals from the CoG for the addition of 6.47ha to the existing site. July 2018 - Planning activities are underway. August 2017 - DLR secured a 40% property tax exemption from the CoG. Q1 2017 - DLR announced plans to build a data center in Garland. | Information Unavailable |  | Not Funded / Unconfirmed | Private | Digital Realty Trust Inc
539197 | 539197 | 2026-03-10 17:14 | Vantage DC – TX12 Data Center – Texas | Vantage DC – TX12 Data Center – Texas | https://construction.globaldata.com/Projects/Overview/539197 | Execution | Parent | 277 | 2025 Q1 | 2025 Q4 | 2028 Q3 | North America | United States | Texas | San Antonio | 17420 Omicron Drive | 78245 | Commercial & Leisure | Data Center | Data Center |  |  | New | Onshore | Vantage Data Centers is planning to undertake the construction of a Tier III hyperscale data center at 17420 Omicron Drive in San Antonio, Texas, the US. The project involves the construction of a two-story, 40,208m2 data center with a consumption capacity of 96MW. It includes the construction of data halls, meet-me rooms, server rooms, a substation, a parking facility, and the installation of generators, equipment and safety and security systems. It will be developed in phases. Jacobs has been appointed as the architect, JE Dunn Construction as a contractor and Morrison Hershfield as a MEP consultant. The facility draws power from CPS Energy's substation and it will be operated on 100% renewable energy. It is equipped N+1 Static UPS with Lithium-ion BESS, and will use closed-loop liquid-to-liquid cooling system. It will target a PUE of 1.14. Construction activities are expected to be completed by 2028. | 29.4209 | -98.8089 | The project involves the construction of a two-story, 40,208m2 AI data center with a consumption capacity of 96MW in San Antonio, Texas, the US. The US$277 million project includes the following: 1. Construction of data halls 2. Construction of meet-me rooms 3. Construction of server rooms 4. Construction of a substation 5. Construction of a parking facility 6. Installation of generators 7. Installation of equipment 8. Installation of safety and security systems | Heating, ventilation and air conditioning (HVAC); Hyperscale Data Center; Tier 3 Data Center |  |  | March 2026 - Construction activities are underway. December 2025 - Construction commenced. September 2025 - Vantage Data Center has applied for approval to the Department of Licensing and Regulation (TDLR). Q1 2025 - Vantage Data Centers announced plans to build a data center in San Antonio. | Project work on Schedule | 1 | Not Funded / Unconfirmed | Private | Vantage Data Centers Management Co LLC | J.E. Dunn Construction Group Inc | Jacobs Engineering Group | Morrison Hershfield Corporation
405710 | 405710 | 2026-03-10 17:00 | EdgeCore/ Penzance RE – Ashburn AS02 Data Center – Virginia | EdgeCore/ Penzance RE – Ashburn AS02 Data Center – Virginia | https://construction.globaldata.com/Projects/Overview/405710 | Execution | Parent | 210 | 2022 Q1 | 2025 Q1 | 2026 Q4 | North America | United States | Virginia | Sterling | 1501 Moran Road | VA 20166 | Commercial & Leisure | Data Center | Data Center |  |  | Redevelopment | Onshore | EdgeCore and Penzance Real Estate (Penzance RE) are undertaking the construction of a colocation data center in Sterling, Virginia, the US. The project involves the construction redevelopment of a single-story office/food manufacturing building into a 24,155m2 three-story data center with a capacity of 42MW on 7ha of land. It includes the construction of data halls with racks, dual loading docks, a tech lounge, a staging room, office space and parking facilities, and the installation of power and cooling systems, safety and security systems. The facility utilizes renewable energy sources and features a LEED Certified design, ensuring sustainability and efficiency. Power distribution is managed through N, N+1, and 2N configurations, supported by lithium-ion battery systems for optimal reliability. Backup generators are in place to accommodate N, N+1, and 2N configurations, providing additional security against power interruptions. Cooling is achieved through an air-cooled system enhanced with economization techniques, promoting energy efficiency while maintaining optimal temperature control. Construction commenced in February 2025 and expected to be completed by 2026. | 38.9947 | -77.4444 | The project involves the construction of a 24,155m2, three-story, data center with a capacity of 42MW on 7ha of land at 1501 Moran Road in Sterling, Virginia, the US. The US$210 million project includes the following: 1. Construction of data halls with racks 2. Construction of dual loading docks 3. Construction of a tech lounge 4. Construction of a staging room 5. Construction of office space 6. Construction of parking facilities 7. Installation of power and cooling systems 8. Installation of safety and security systems | Colocation Data Center; LEED |  |  | March 2026 - Construction works are underway. September 2025 - Foundation works are underway. February 2025 - Construction work commenced. January 16, 2025 - We have not been able to obtain further updates on this project. We have retained the same project stage and amended the key dates accordingly. We will update the profile as soon as we obtain any new information. March 2024 - Planning activities are underway. April 2023 - Planning activities are underway. February 2023 - EdgeCore acquired the development site for US$2.6 million. July 2022 - The Loudoun County Board of Supervisors approved a zoning permit. Q1 2022 - EdgeCore announced the plans to build its second data center in Sterling. | Project work on Schedule | 1 | Not Funded / Unconfirmed | Private | EdgeCore;Penzance Real Estate
509973 | 509973 | 2026-03-10 17:00 | Cologix – COL5 AI Data Center – Ohio | Cologix – COL5 AI Data Center – Ohio | https://construction.globaldata.com/Projects/Overview/509973 | Execution | Parent | 1000 | 2024 Q2 | 2025 Q2 | 2027 Q4 | North America | United States | Ohio | Delaware | at 6787 Green Meadows Drive | 43035 | Commercial & Leisure | Data Center | Data Center |  |  | New | Onshore | Cologix Inc. is undertaking the construction of a colocation data center at 6787 Green Meadows Drive in Orange Township, Ohio, the US. The project involves the construction of a 19,508m2 data center with a consumption capacity of 120MW on 11.33ha of land. It includes the construction of server rooms, data halls, substations, an administrative space, and the installation of safety and security systems. It will be developed in two phases. Phase One includes the construction of a 12,541m2 one-story data center with a consumption capacity of 25MW and phase two includes the construction of a 6,967m2 data center with a consumption capacity of 95MW. The facility draws power from the AEP substation. It will be equipped with Generator and UPS configurations: MTU + Mitsubishi UPS and it features both air and liquid cooling system. Construction of phase one is expected to be completed by 2026. | 40.196 | -83.0144 | The project involves the construction of a 19,508m2 data center complex on 11.33ha of land with a capacity of 120MW in Orange Township, Ohio, the US. The US$1,000 million project includes the following: 1. Construction of server rooms 2. Construction of data halls 3. Construction of substations 4. Construction of an administrative space 5. Installation of safety and security systems | Colocation Data Center; Heating, ventilation and air conditioning (HVAC) |  |  | March 2026 - Construction activities are underway. June 2025 - A ground-breaking ceremony was held. Q4 2024 - Planning activities are underway. Q2 2024 - Cologix announced plans to build a data center complex in Orange Township. | Project work on Schedule | 1 | Not Funded / Unconfirmed | Private | Cologix Inc
538074 | 228250 | 2026-03-10 16:59 | EdgeCore – Ashburn AS01 Data Center – Virginia | EdgeCore – EdgeCore Data Centers Program – United States | https://construction.globaldata.com/Projects/Overview/538074 | Execution | Parent | 89 | 2017 Q4 | 2025 Q1 | 2026 Q4 | North America | United States | Virginia | Ashburn | 45831 Maries Road | 20166 | Commercial & Leisure | Data Center | Data Center |  |  | New | Onshore | EdgeCore Digital Infrastructure (EdgeCore) is undertaking the construction of a colocation data center in Ashburn, Virginia, the US. The project involves the construction a 32,330m2 data center with the power consumption capacity of 72MW. It includes the construction of data halls with racks, dual loading docks, a tech lounge, a staging room, office space and parking facilities, and the installation of power and cooling systems, safety and security systems. The purpose-built data center is designed for density to enable cloud and AI application requirements. The facility utilizes renewable energy sources and features a LEED Certified design, ensuring sustainability and efficiency. Power distribution is managed through N, N+1, and 2N configurations, supported by lithium-ion battery systems for optimal reliability. Backup generators are in place to accommodate N, N+1, and 2N configurations, providing additional security against power interruptions. Cooling is achieved through an air-cooled system enhanced with economization techniques, promoting energy efficiency while maintaining optimal temperature control. DFM Development Services LLC has been appointed as a design consultant, and Holder Construction as a main contractor. Construction commenced in February 2025 and expected to be completed by 2026. | 39.0437 | -77.4875 | The project involves the construction a 32,330m2 data center with the power consumption capacity of 72MW on 7ha of land at 45831 Maries Road in Ashburn, Virginia, the US. The US$89 million project includes the following: 1. Construction of data halls with racks 2. Construction of dual loading docks 3. Construction of a tech lounge 4. Construction of a staging room 5. Construction of office space 6. Construction of parking facilities 7. Installation of power and cooling systems 8. Installation of safety and security systems | Colocation Data Center; Heating, ventilation and air conditioning (HVAC); LEED |  |  | March 2026 - Construction works are underway. September 2025 - A topping out ceremony was held. May 2025 - Structural works are underway. February 2025 - Construction work commenced. Q1 2022 - EdgeCore filed rezoning application with the Loudoun County. Q4 2017 - EdgeCore announced plans to build a AS01 data center in Ashburn. | Project work on Schedule | 1 | Not Funded / Unconfirmed | Private | EdgeCore | Holder Construction Co | DFM Development Services LLC
509976 | 509973 | 2026-03-10 16:54 | Cologix – COL5 AI Data Center: Phase One – Ohio | Cologix – COL5 AI Data Center – Ohio | https://construction.globaldata.com/Projects/Overview/509976 | Execution | Sub | 150 | 2024 Q3 | 2025 Q2 | 2026 Q3 | North America | United States | Ohio | Delaware | at 6787 Green Meadows Drive | 43035 | Commercial & Leisure | Data Center | Data Center |  |  | New | Onshore | Cologix Inc. (Cologix) is undertaking the construction of a colocation data center complex at 6787 Green Meadows Drive in Orange Township, Ohio, the US. The project involves the construction of a 12,541m2 one-story data center with a consumption capacity of 25MW. It includes the construction of a data center complex, data halls, substations, an administrative space, and the installation of safety and security systems. The facility draws power from the AEP substation. It will be equipped with Generator and UPS configurations: MTU + Mitsubishi UPS and it features both air and liquid cooling system. Construction of phase one is expected to be completed by 2026. | 40.196 | -83.0144 | The project involves the construction of a 12,541m2 on-story data center with a consumption capacity of 25MW in Orange Township, Ohio, the US. The US$150 million project includes the following: 1. Construction of a data center complex 2. Construction of data halls 3. Construction of substations 4. Construction of an administrative space 5. Installation of safety and security systems | Colocation Data Center; Heating, ventilation and air conditioning (HVAC) |  |  | March 2026 - Construction activities are underway. June 2025 - A ground-breaking ceremony was held. Q4 2024 - Planning activities are underway. Q2 2024 - Cologix announced plans to build a data center complex in Orange Township. | Project work on Schedule | 1 | Not Funded / Unconfirmed | Private | Cologix Inc
443999 | 443999 | 2026-03-10 14:58 | Cundall – Project Blue Tongue Data Center – New South Wales | Cundall – Project Blue Tongue Data Center – New South Wales | https://construction.globaldata.com/Projects/Overview/443999 | EPC Award | Parent | 964 | 2023 Q4 | 2026 Q3 | 2030 Q4 | Asia-Pacific | Australia | New South Wales | Sydney | 3 Davis Road, Wetherill Park area | 2164 | Commercial & Leisure | Data Center | Data Center |  | Medium | Redevelopment | Onshore | Cundall Johnston & Partners LLP (Cundall) is planning to redevelop the former Reservoir Distribution Center into a hyperscale data center at 3 Davis Road in Wetherill Park, Sydney, New South Wales, Australia. It is also known as "David Road Data Center". The project involves the construction of two three-story data center buildings with a total consumption capacity of 160MW on 105,000m2 of land, which will be developed in two stages. Each stage (DC-01 and DC-02) will offer 80MW (66MW IT load) across 19,550m2 of gross floor area with three data halls and 33 backup generators. It also includes the construction of a 466m2 two-story tape storage building across two data halls and will feature one backup generator, an on-site substation, server rooms and meet-me rooms, and the installation of a cooling system, uninterruptible power supply (UPS) units and safety and security systems. Willowtree Planning Pty Ltd has been appointed as a planner, Gensler as the architect, Van Der Meer Consulting as a civil engineer and a structural engineer, Cundall as a MEP consultant, Lendlease Corp Ltd as the main contractor, Douglas Partners Pty Ltd and NARLA Environmental as the environmental consultants, LandPartners Ltd as a surveyor, SALT3 as a waste management consultant, Beyond Fire as the fire protection consultant, Woolacotts Consulting Engineers as a Hydraulic/fire engineer, and MBC Group as preliminary design consultant. The facility uses direct evaporative cooling and outside air economization to cool its data halls, eliminating the need for traditional mechanical cooling with chillers and refrigerants. It will source power via grid connections, with a dedicated on-site high-voltage substation operated by Transgrid. AUSCONNEX will construct, operate and maintain two new (dual circuit) underground (UG) 132kV electricity transmission feeders or power cables, which will be required to provide reliability of electricity supply for the operation. Upon completion, it will play a critical role in supporting the growing demands for high-performance computing and data storage. In December 2024, Cundall received development consent approvals from the NSW Government Department of Planning. | -33.838 | 150.9077 | The project involves the construction of two three-story data center buildings with a total consumption capacity of 160MW on 105,000m2 of land at 3 Davis Road, Wetherill Park, Sydney, New South Wales, Australia. The US$964 million project includes the following: 1. Construction of six data halls 2. Construction of a 466m2 two-story tape storage building 3. Construction of an on-site substation 4. Construction of meet-me rooms 5. Construction of 66 backup generators 6. Construction of server rooms 7. Construction of meeting rooms 8. Installation of uninterruptible power supply (UPS) units 9. Installation of the cooling system 10. Installation of safety and security systems | Hyperscale Data Center |  |  | March 2026 - Piling works are underway. October 2025 - Site works are underway. December 2024 - Cundall received development consent approval from the NSW Government Department of Planning. April 2024 - Cundall Johnston & Partners LLP has submitted plans for approval to the Fairfield City Council. February 2024 - Study activities are underway. Q4 2023 - CJPL announced plans to construct a data center at 3 Davis Road in the Wetherill Park. | Project work on Schedule | 1 | Not Funded / Unconfirmed | Private | Cundall Johnston & Partners LLP | Lendlease Corp Ltd | M. Arthur Gensler Jr. & Associates Inc;MBC Group. | Beyond Fire;Cundall Johnston & Partners LLP;Douglas Partners Pty Ltd;LandPartners Ltd;NARLA Environmental;SALT Traffic;Van Der Meer Consulting;Willowtree Planning Pty Ltd;Woolacotts Consulting Engineers
444470 | 443999 | 2026-03-10 14:58 | Cundall – Blue Tongue Data Center: Stage I – New South Wales | Cundall – Project Blue Tongue Data Center – New South Wales | https://construction.globaldata.com/Projects/Overview/444470 | EPC Award | Sub | 500 | 2023 Q4 | 2026 Q3 | 2029 Q4 | Asia-Pacific | Australia | New South Wales | Sydney | 3 Davis Road, Wetherill Park area. | 2164 | Commercial & Leisure | Data Center | Data Center |  | Medium | Redevelopment | Onshore | Cundall Johnston & Partners LLP (CJPL) is undertaking the construction of a data center at 3 Davis Road, Wetherill Park, Sydney, New South Wales, Australia. The project involves the construction of a three-story, 19,550m2 data center with a consumption capacity of 80MW data center. It includes the construction of a storage building with data halls, server rooms, meeting rooms, and the installation of 33 backup generators and safety and security systems. Willowtree Planning Pty Ltd has been appointed as a planner, Van Der Meer Consulting as a civil engineer and a structural engineer, Cundall as a MEP consultant, Lendlease as the contractor, Douglas Partners Pty Ltd as the environmental consultant, and LandPartners Ltd as a surveyor, NARLA Environmental as an environmental consultant, SALT3 as a waste management consultant, MBC Group as a consultant, Beyond Fire as the fire protection consultant and Woolacotts Consulting Engineers as a consulting engineer. The facility uses direct evaporative cooling and outside air economization to cool its data halls, eliminating the need for traditional mechanical cooling with chillers and refrigerants. It will source power via grid connections, with a dedicated on-site high-voltage substation operated by Transgrid. AUSCONNEX will construct, operate and maintain two new (dual circuit) underground (UG) 132kV electricity transmission feeders or power cables, which will be required to provide reliability of electricity supply for the operation. Upon completion, it will play a critical role in supporting the growing demands for high-performance computing and data storage. In December 2024, Cundall received development consent approvals from the NSW Government Department of Planning. | -33.838 | 150.9077 | The project involves the construction of a three-story, 19,550m2 data center with 80MW capacity at 3 Davis Road, Wetherill Park, Sydney, New South Wales, Australia. The US$500 million project includes the following: 1. Construction of a storage building with data halls 2. Construction of server rooms 3. Construction of meeting rooms 4. Installation of 33 backup generators 5. Installation of safety and security systems |  |  |  | March 2026 - Piling works are underway. October 2025 - Site works are underway. December 2024 - Cundall received development consent approval from the NSW Government Department of Planning. February 2024 - Study activities are underway. Q4 2023 - CJPL announced plans to construct a data center at 3 Davis Road in the Wetherill Park. | Project work on Schedule | 1 | Not Funded / Unconfirmed | Private | Cundall Johnston & Partners LLP | Lendlease Corp Ltd | M. Arthur Gensler Jr. & Associates Inc | Beyond Fire;Cundall Johnston & Partners LLP;Douglas Partners Pty Ltd;LandPartners Ltd;MBC Group.;NARLA Environmental;SALT Traffic;Van Der Meer Consulting;Willowtree Planning Pty Ltd;Woolacotts Consulting Engineers
444775 | 443999 | 2026-03-10 14:57 | Cundall – Blue Tongue Data Center: Stage II – New South Wales | Cundall – Project Blue Tongue Data Center – New South Wales | https://construction.globaldata.com/Projects/Overview/444775 | EPC Award | Sub | 450 | 2024 Q1 | 2027 Q1 | 2030 Q4 | Asia-Pacific | Australia | New South Wales | Sydney | 3 Davis Road, Wetherill Park area. | 2164 | Commercial & Leisure | Data Center | Data Center |  | Medium | Redevelopment | Onshore | Cundall Johnston & Partners LLP (CJPL) is planning to construct a data center at 3 Davis Road, Wetherill Park, Sydney, New South Wales, Australia. The project involves the construction of a three-story, 19,550m2 data center with a consumption capacity of 80MW data center. It includes the construction of a storage building with data halls, server rooms, meeting rooms, and the installation of 33 backup generators and safety and security systems. Willowtree Planning Pty Ltd has been appointed as a planner, Van Der Meer Consulting as a civil engineer and a structural engineer, Cundall as a MEP consultant, Lendlease as the contractor, Douglas Partners Pty Ltd as the environmental consultant, and LandPartners Ltd as a surveyor, NARLA Environmental as an environmental consultant, SALT3 as a waste management consultant, MBC Group as a consultant and Woolacotts Consulting Engineers as a consulting engineer. The facility uses direct evaporative cooling and outside air economization to cool its data halls, eliminating the need for traditional mechanical cooling with chillers and refrigerants. It will source power via grid connections, with a dedicated on-site high-voltage substation operated by Transgrid. AUSCONNEX will construct, operate and maintain two new (dual circuit) underground (UG) 132kV electricity transmission feeders or power cables, which will be required to provide reliability of electricity supply for the operation. Upon completion, it will play a critical role in supporting the growing demands for high-performance computing and data storage. In December 2024, Cundall received development consent approvals from the NSW Government Department of Planning. | -33.838 | 150.9077 | The project involves the construction of a three-story, 19,550m2 data center with 80MW capacity at 3 Davis Road, Wetherill Park, Sydney, New South Wales, Australia. The US$450 million project includes the following: 1. Construction of a storage building with data halls 2. Construction of server rooms 3. Construction of meeting rooms 4. Installation of 33 backup generators 5. Installation of safety and security systems |  |  |  | March 2026 - Piling works are underway. October 2025 - Site works are underway. December 2024 - Cundall received development consent approval from the NSW Government Department of Planning. February 2024 - Study activities are underway. Q4 2023 - CJPL announced plans to construct a data center at 3 Davis Road in the Wetherill Park. | Project work on Schedule | 1 | Not Funded / Unconfirmed | Private | Cundall Johnston & Partners LLP | Lendlease Corp Ltd | M. Arthur Gensler Jr. & Associates Inc | Beyond Fire;Cundall Johnston & Partners LLP;Douglas Partners Pty Ltd;LandPartners Ltd;MBC Group.;NARLA Environmental;SALT Traffic;Van Der Meer Consulting;Willowtree Planning Pty Ltd;Woolacotts Consulting Engineers
537485 | 333855 | 2026-03-10 14:47 | Yotta Infra Solns – Greater Noida Yotta AI Data Center Park: Phase II – Uttar Pradesh | Yotta Infra Solns – Greater Noida Yotta AI Data Center Park – Uttar Pradesh | https://construction.globaldata.com/Projects/Overview/537485 | Execution | Sub | 114 | 2022 Q1 | 2023 Q4 | 2026 Q3 | Asia-Pacific | India | Uttar Pradesh | Noida |  | 201301 | Commercial & Leisure | Data Center | Data Center |  |  | New | Onshore | Yotta Data Services Pvt Ltd is undertaking the construction of an AI, hyperscale tier IV data center known as "Yotta D2" in Noida, Uttar Pradesh, India. The project involves the construction of a seven-story data center with a consumption capacity of 60MW. It includes data halls, a substation, conference rooms, break rooms, meet-me rooms, server rooms, and parking spaces, and the installation of racks and safety and security systems. The facility has been committed to operating on 100% renewable energy. It utilises liquid cooling systems. It will have UPS and a generator for power backup. The project is part of the Greater Noida Data Centre Park. KEC International Ltd has been appointed as the contractor, RSB Infrastructure Ltd as civil and structural engineer, ADN Fire Safety Pvt. Ltd as fire safety consultant, Grune Designs Pvt Ltd and NK Jain Consulting Engineers as electrical engineer, ABS Fujitsu General India Pvt Ltd as an MEP consultant and NVIDIA Corp (MEED) as a process technology consultant. | 28.5526 | 77.4834 | The project involves the construction of a data center with a consumption capacity of 60MW in Noida, Uttar Pradesh, India. The US$114 million project includes the following: 1. Construction of data halls 2. Construction of conference rooms 3. Construction of break rooms 4. Construction of server rooms 5. Construction of a substation 6. Construction of meet-me rooms 7. Construction of parking spaces 8. Installation of UPS/generators 9. Installation of racks 10. Installation of safety and security systems | Heating, ventilation and air conditioning (HVAC); Hyperscale Data Center; Tier 4 Data Center |  |  | March 2026 - Construction works are underway. October 2025 - Construction works are underway. August 2025 - Topping out ceremony was held on the project. November 2024 - Construction works are underway. Q4 2023 - Construction works commenced. Q1 2022 - Yotta announced plans to build a data center in India. | Project work on Schedule | 1 | Not Funded / Unconfirmed | Private | Yotta Data Services Pvt Ltd | KEC International Ltd |  | ABS Fujitsu General India Pvt Ltd;ADN Fire Safety Pvt Ltd;Grune Designs Pvt Ltd;N K Jain Consulting Engineers;NVIDIA Corp;RSB Infrastructure Pvt Ltd
333855 | 333855 | 2026-03-10 14:18 | Yotta Infra Solns – Greater Noida Yotta AI Data Center Park – Uttar Pradesh | Yotta Infra Solns – Greater Noida Yotta AI Data Center Park – Uttar Pradesh | https://construction.globaldata.com/Projects/Overview/333855 | Execution | Parent | 293 | 2020 Q2 | 2021 Q1 | 2027 Q4 | Asia-Pacific | India | Uttar Pradesh | Greater Noida | Plot No 7, Tusiana Village, Knowledge Park V, Greater Noida, Tusyana | 201306 | Commercial & Leisure | Data Center | Data Center |  |  | New | Onshore | Yotta Infrastructure (Yotta), part of the Hiranandani Group, is undertaking the construction of a hyperscale tier IV data center park in Greater Noida, Uttar Pradesh, India. The project involves the construction of seven-story, six interconnected data center buildings comprising 30,000 racks and 250MW of power on 8.09ha of land. It will be developed in phases. > Phase One: The first data center building, Yotta D1, includes the construction of a 2,787.09m2 data center building with a 5,000-server rack capacity and 42MW IT power with a backup of 48 hours. > Phase Two: The second data center building, Yotta D2, includes the construction of a seven-story data center with a consumption capacity of 60MW. It includes the construction of meeting rooms, server rooms, a three-story office building, storage facilities, and the installation of equipment and cooling systems, safety, and security systems. The facility has been committed to operating on 100% renewable energy. It utilises liquid cooling systems. It will have UPS and a generator for power backup. The project is part of the Greater Noida Data Centre Park. The project will deploy liquid-cooled NVIDIA Blackwell Ultra GPUs. Bhanu Construction has been appointed as a civil engineer for phase one, KEC International Ltd as contractor, RSB Infrastructure Ltd as civil and structural engineer, ADN Fire Safety Pvt. Ltd as fire safety consultant, Grune Designs Pvt Ltd. and NK Jain Consulting Engineers as an electrical engineer, ABS Fujitsu General India Pvt Ltd as an MEP consultant and NVIDIA Corp (MEED) as a process technology consultant for the phase two. In August 2022, construction activities on phase one D1 building were completed. and phase two is scheduled for completion in August 2026. | 28.5524 | 77.4808 | The project involves the construction of six interconnected data center buildings comprising 30,000 racks and 250MW of power on 8.09ha of land at Knowledge Park V in Greater Noida, Uttar Pradesh, India. The US$293million project includes the following: 1. Construction of meeting rooms 2. Construction of server rooms 3. Construction of a three-story office building 4. Construction of storage facilities 5. Installation of equipment and cooling systems 6. Installation of safety and security systems | Heating, ventilation and air conditioning (HVAC); Hyperscale Data Center; Tier 4 Data Center | A data center park is being developed at Knowledge Park V in Greater Noida. |  | March 2026 - Construction works are underway. December 2025 - Construction works are underway. January 2025 - Construction works are underway on the remaining phases. April 2024 - Construction works are underway on the remaining phases. May 2023 - Tender activities are underway for the second data center building. September 2022 - Tender activities are underway for the second data center building. August 2022 - Construction activities on the first data center were completed. November 2021 - Construction activities are underway. May 2021 - Construction activities are underway. January 2021 - Construction works commenced. November 2020 - The tender has been issued for the selection of contractor with the submission deadline of November 14, 2020. October 2020 - The project received planning approvals from the Government of Uttar Pradesh. Q2 2020 - Yotta announced the plans to build a data center park in Greater Noida. | Project work on Schedule | 1 | Not Funded / Unconfirmed | Private | Yotta Data Services Pvt Ltd | KEC International Ltd;Yotta Data Services Pvt Ltd |  | ABS Fujitsu General India Pvt Ltd;ADN Fire Safety Pvt Ltd;Bhanu Construction;Grune Designs Pvt Ltd;N K Jain Consulting Engineers;NVIDIA Corp;RSB Infrastructure Pvt Ltd
442096 | 442096 | 2026-03-10 14:02 | Bitdeer Tech – Massillion Data Center Complex – Ohio | Bitdeer Tech – Massillion Data Center Complex – Ohio | https://construction.globaldata.com/Projects/Overview/442096 | Execution | Parent | 150 | 2023 Q1 | 2024 Q4 | 2026 Q3 | North America | United States | Ohio | Massillon | along the west side of Ninth Street SW, between Industrial Avenue SW and Albrecht Street SW | 44647 | Commercial & Leisure | Data Center | Data Center | Warehouses |  | New | Onshore | Bitdeer Technologies Group (Bitdeer Tech) is undertaking the construction of a hyperscale data center complex along the west side of Ninth Street SW, between Industrial Avenue SW and Albrecht Street SW in Massillon, Ohio, the US. The project involves the construction of a data center complex with a capacity of 221MW on 12ha of land. It will be developed in phases. It includes the construction of two warehouses, 24 data center buildings, an office space, substations, and a storage space, and the installation of safety and security systems. R.T. Hampton Plumbing & Heating Inc has been appointed as a mechanical sub-contractor and THE BEAVER EXCAVATING COMPANY as an excavation & earthwork sub-contractor. Construction works commenced in December 2024. and scheduled for completion in September 2026. | 40.7806 | -81.5357 | The project involves the construction of a data center complex with a capacity of 221MW on 12ha of land in Massillon, Ohio, the US. The US$150 million project includes the following: 1. Construction of two warehouses 2. Construction of 24 data center buildings 3. Construction of an office space 4. Construction of substations 5. Construction of a storage space 6. Installation of safety and security systems | Heating, ventilation and air conditioning (HVAC) |  |  | March 2026 - Construction works are underway. February 2026 - The 45 MW data center is completed. October 2025 - Construction works are underway. January 2025 - Construction works are underway. December 2024 - Construction works commenced. August 2024 - The substation conceptual design is completed and long lead-time electrical equipment for the substation has been ordered. March 2024 - Planning activities are underway. Q1 2023 - Bitdeer Tech announced plans to build a data center complex in Massillon. | Project work on Schedule | 1 | Not Funded / Unconfirmed | Private | Bitdeer Technologies Group
446422 | 446422 | 2026-03-10 13:55 | NTT DATA – Jakarta 2 Annex Data Center – Jakarta | NTT DATA – Jakarta 2 Annex Data Center – Jakarta | https://construction.globaldata.com/Projects/Overview/446422 | Construction Complete | Parent | 40 | 2023 Q3 | 2024 Q2 | 2026 Q1 | Asia-Pacific | Indonesia | Jakarta | Jakarta | Jalan Kuningan Barat IV | 12710 | Commercial & Leisure | Data Center | Data Center |  |  | New | Onshore | NTT DATA Corporation has constructed a Tier III colocation data center in Central Jakarta, Jakarta, Indonesia. The project involved the construction of a seven-story 5,800m2 data center with a consumption capacity of 12MW. It included six data halls, a substation, conference rooms, break rooms, meet-me rooms, server rooms and parking spaces, and the installation of 2,886 racks with 4.15kw power per rack and safety and security systems. The facility is committed to operating on 100% renewable energy, and is equipped with reliable two 2N uninterruptible power supply (UPS) units and N+1 diesel generators for backup power systems. It also features air-cooled chiller systems with N+1 redundancy, and CRAH units with N+2 configuration. It is designed to meet ISO 27001, PCI DSS, and LEED certifications. Artelia Group has been appointed as the design consultant, DKSH Holding Ltd as the consultant, and Toda Corp as the construction contractor. in June 2024, the construction commenced. | -6.2394 | 106.8232 | The project involved the construction of a seven-story 5,800m2 data center with an IT load capacity of 12MW in Central Jakarta, Jakarta, Indonesia. The US$40 million project includes the following: 1. Construction of six data halls 2. Construction of conference rooms 3. Construction of break rooms 4. Construction of server rooms 5. Construction of a substation 6. Construction of meet-me rooms 7. Construction of parking spaces 8. Installation of UPS/generators 9. Installation of 2,886 racks with 4.15kw power per rack 10. Installation of safety and security systems | Colocation Data Center; Green data center; Tier 3 Data Center |  |  | March 2026 - Construction completed. October 2025 - Construction activities are underway. July 2025 - Construction activities are underway. June 19, 2024 - Construction has been commenced. Q3 2023 - NTT Data announced plans to build a data center in Central Jakarta. | Construction Completed | 5 | Not Funded / Unconfirmed | Private | NTT DATA Group Corp | Toda Corp | Artelia Group | DKSH Holding Ltd
447080 | 447080 | 2026-03-10 13:51 | BRV – Fairburn Technology Center – Georgia | BRV – Fairburn Technology Center – Georgia | https://construction.globaldata.com/Projects/Overview/447080 | Planning | Parent | 900 | 2024 Q1 | 2027 Q1 | 2028 Q4 | North America | United States | Georgia |  | 8125 Bohannon Drive, Fairburn | 30213 | Commercial & Leisure | Data Center | Data Center |  | Low | New | Onshore | Bohannon Road Venture LLC (BRV) is planning to build a hyperscale data center at 8125 Bohannon Drive in Fulton County, Atlanta, the US. The project involves the construction of 110,554m2, three two-storey data center buildings on 23ha of land. It includes the construction of data halls, server rooms, meet-me rooms, an administrative space, and parking spaces, and the installation of racks, generators and safety and security systems. In May 2024, Bohannon Road Venture LLC submitted a planning application to the Fulton County Government. Troutman Pepper Strategies has been appointed as the legal consultant. | 33.5388 | -84.583 | The project involves the construction of 110,554m2, three two-storey data center buildings on 23ha of land at 8125 Bohannon Drive in Fulton County, Atlanta, Georgia, the US. The US$900 million project includes the following: 1. Construction of data halls 2. Construction of server rooms 3. Construction of meet-me rooms 4. Construction of an administrative space 5. Construction of parking spaces 6. Installation of racks 7. Installation of generators 8. Installation of cooling systems 9. Installation of safety and security systems | Heating, ventilation and air conditioning (HVAC); Hyperscale Data Center |  |  | March 2026 - The project is in the early stages of planning. September 2025 - The project is in the early stages of planning. May 2025 - Planning activities are underway. June 2024 - BRV submitted the planning application to Fulton County. Q1 2024 - BRV announced plans to build data center in Fulton County. | No Major Development | 0 | Not Funded / Unconfirmed | Private | Bohannon Road Venture LLC
490884 | 490884 | 2026-03-10 13:49 | Haoyang Cloud – Haoyang Data Center 1 – Rayong | Haoyang Cloud – Haoyang Data Center 1 – Rayong | https://construction.globaldata.com/Projects/Overview/490884 | Planning | Parent | 2164 | 2024 Q2 | 2027 Q1 | 2030 Q4 | Asia-Pacific | Thailand | Rayong | Rayong | WHA Eastern Seaboard Industrial Estate 4 |  | Commercial & Leisure | Data Center | Data Center |  | Medium | New | Onshore | Beijing Haoyang Cloud&Data Technology is planning to construct a hyperscale data center in WHA Eastern Seaboard Industrial Estate 4 in Rayong Province, Thailand. The project involves the construction of a data center campus with a consumption capacity of 300MW. It includes the construction of server rooms, data halls, meeting rooms, administrative space, parking space, and the installation of racks, a generator, cooling systems, and safety and security systems. The facility has been committed to operating on renewable energy, and it will utilize direct-to-chip and immersion cooling systems. WHA Industrial Development Public Co Ltd has been appointed as the associated developer and Weerawong C&P as legal advisor for the project. | 12.9096 | 101.2627 | The project involves the construction of a data center campus with a consumption capacity of 300MW in Rayong Province, Thailand. The US$2,164 million project includes the following: 1. Construction of server rooms 2. Construction of data halls 3. Construction of meeting rooms 4. Construction of administrative spaces 5. Construction of parking spaces 6. Installation of racks 7. Installation of generators 8. Installation of cooling systems 6. Installation of safety and security systems | Heating, ventilation and air conditioning (HVAC); Hyperscale Data Center |  |  | March 2026 - Planning activities are underway. June 2025 - Beijing Haoyang Cloud & Data Technology has bought the land from WHA Industrial Development (WHAID). March 2025 - The Thailand Board of Investment (BOI) approved the investment for the project. Q2 2024 - Beijing Haoyang Cloud&Data Technology announced plans for the construction of a data center in Thailand. | No Major Development | 0 | Not Funded / Unconfirmed | Private | Beijing Haoyang Cloud Data Technology Co Ltd
471557 | 471557 | 2026-03-10 13:48 | Virtus DC – LONDON12 Data Center – Slough | Virtus DC – LONDON12 Data Center – Slough | https://construction.globaldata.com/Projects/Overview/471557 | Execution | Parent | 40 | 2023 Q1 | 2024 Q2 | 2026 Q4 | Europe | United Kingdom | Slough | Slough | 485 Berkshire Avenue | SL1 4PL | Commercial & Leisure | Data Center | Data Center |  |  | New | Onshore | VIRTUS Data Centres Ltd. is undertaking the construction of a Tier III colocation data center at the Slough Trading Estate, in Slough, the UK. The project involves the construction of a 7,800m2 data center with a consumption capacity of 21MW. It includes the construction of server rooms, meeting rooms, data halls, an administrative space, parking facilities, and the installation of equipment and safety and security systems. The facility has been committed to operating on 100% renewable energy from tide, solar and wind, and has a target Power Usage Effectiveness (PUE) of less than 1.3. It will utilize air cooling, liquid cooling, such as direct to chip, immersive, and Rear Door Heat Exchange cooling systems configured with N+1 redundancy. It will be equipped with N+N online UPS plant and N+1 LV DCC generators. It has been designed to meet BS EN ISO 9001, BS EN ISO 14001, BS EN ISO 50001, BS ISO 45001, BS EN ISO 20000, ISO/IEC 27001, BS ISO 22301, ISAE3402 Certification compliance, PCI DSS v4.0 Compliant, Cyber Essentials Plus, RoSPA Gold and BREEAM Excellent standard certifications. TClarke Contracting Ltd has been appointed as the main contractor. Construction works are scheduled to be completed in 2026. | 51.5218 | -0.61878 | The project involves the construction of a 7,800m2 data center with a consumption capacity of 21MW in Slough, the UK. The US$40 million project includes the following: 1. Construction of server rooms 2. Construction of meeting rooms 3. Construction of data halls 4. Construction of ancillary offices 5. Construction of parking facilities 6. Installation of equipment 7. Installation of safety and security systems | BREEAM; Colocation Data Center; LEED; Tier 3 Data Center |  |  | March 2026 - Construction activities are underway. August 2025 - Construction works are underway. May 2025 - Construction works are underway. November 2024 - Construction works are underway. June 2024 - Construction works commenced. Q1 2023 - VIRTUS Data Centres Ltd. announced plans to construct a data center in Slough. | Project work on Schedule | 1 | Not Funded / Unconfirmed | Private | VIRTUS Data Centres Ltd. | TClarke Plc
504837 | 504837 | 2026-03-10 13:46 | DataVita – Scotland Data Centers Program – United Kingdom | DataVita – Scotland Data Centers Program – United Kingdom | https://construction.globaldata.com/Projects/Overview/504837 | Planning | Program | 648 | 2025 Q1 | 2026 Q4 | 2030 Q4 | Europe | United Kingdom |  |  |  |  | Commercial & Leisure | Data Center | Data Center |  | Low | New | Onshore | DataVita Limited is planning to build Tier III colocation data centers across Scotland, in the UK. The program includes the expansion of its data center capacity to 500MW. It includes the construction of data halls, on-site substations, conference rooms, administrative spaces, parking spaces, and the installation of a cooling system, racks, and safety and security systems. The facilities have been committed to operating on 100% renewable energy and have a design Power Usage Effectiveness (PUE) of 1.15. They will utilize Indirect adiabatic evaporative cooling supplemented with N+1 redundancy. These are equipped with N+N UPS and N+N generator redundancy. In January 2025, DataVita submitted a planning application to expand the existing DV1 24MW data center to 40MW, which will come up to 4,000 racks of capacity. In November 2025, it applied for permission to build a new data center, referred to as DV3. The DV3 data center is to be located at York Road on 1.8ha of land. | 57.6372 | -9.9621 | The program includes the expansion of its data center capacity to 500MW in central Scotland, in the UK. The US$648 million project includes the following: 1. Construction of data halls 2. Construction of on-site substations 3. Construction of conference rooms 4. Construction of administrative spaces 5. Construction of parking spaces 6. Installation of a cooling system 7. Installation of racks 8. Installation of safety and security systems | Colocation Data Center; Heating, ventilation and air conditioning (HVAC) | [5 empty] | Not Funded / Unconfirmed | Public | DataVita Ltd
560977 | 560977 | 2026-03-10 13:45 | Greencoat Cap/ Greencoat Renew – Drogheda Data Center Campus – Leinster | Greencoat Cap/ Greencoat Renew – Drogheda Data Center Campus – Leinster | https://construction.globaldata.com/Projects/Overview/560977 | Planning | Parent | 230 | 2025 Q4 | 2027 Q1 | 2028 Q2 | Europe | Ireland | Leinster | Drogheda | Boyne Avenue | A92 X865 | Commercial & Leisure | Data Center | Data Center |  | Medium | New | Onshore | A joint venture between Greencoat Renewables PLC and Schroders Greencoat LLP is planning to build a colocation data center on the former Premier Periclase at Boyne Avenue in Drogheda, Leister, Ireland. The project involves the construction of a data center with a consumption capacity of 36MW. It includes the construction of data halls, server rooms, conference rooms, an administrative space and parking spaces, and the installation of racks, generators, a cooling system and safety and security systems. The facility has been committed to operating on renewable energy. | 53.7211 | -6.3246 | The project involves the construction of a data center with a consumption capacity of 36MW on the former Premier Periclase at Boyne Avenue in Drogheda, Leister, Ireland. The US$230 million project includes the following: 1. Construction of data halls 2. Construction of server rooms 3. Construction of conference rooms 4. Construction of an administrative space 5. Construction of parking spaces 6. Installation of racks 7. Installation of generators 8. Installation of a cooling system 9. Installation of safety and security systems | Colocation Data Center |  |  | March 10, 2026 - Planning activities are underway. Q4 2025 - Greencoat Renewables and Schroders Greencoat announced plans to build a data center in Ireland. | Project work on Schedule | 1 | Not Funded / Unconfirmed | Private | Greencoat Renewables PLC;Schroders Greencoat LLP
445618 | 445618 | 2026-03-10 13:19 | MSFT – Fairwater AI Data Center – Wisconsin | MSFT – Fairwater AI Data Center – Wisconsin | https://construction.globaldata.com/Projects/Overview/445618 | Execution | Parent | 3300 | 2023 Q1 | 2024 Q1 | 2026 Q3 | North America | United States | Wisconsin |  | Racine County |  | Commercial & Leisure | Data Center | Data Center |  |  | New | Onshore | Microsoft (MSFT) is undertaking the construction of a hyperscale artificial intelligence (AI) data center campus in Racine County, Wisconsin, the US. The project involves the construction of a two-story 111,483m2 data center campus on 127ha of land. It includes the construction of three data center buildings, data halls, meeting rooms, office space, storage facilities, and parking facilities, and the installation of safety and security systems. The 90 percent of the facility will use closed-loop liquid cooling system and remaining 10 percent of traditional servers will use outdoor air for cooling. The liquid cooling is accomplished with Heat Exchanger Units (HXUs) that also operate with zero-operational water use. The data center will accommodate hundreds of thousands of NVIDIA GB200 servers. The facility is committed to using carbon-free energy, supported by a new 250MW solar project in Portage County in partnership with WE Energies, and an on-site substation to be developed by American Modular Power Transmission Distribution to deliver stable and redundant power. Kiewit Corp, The Walsh Group and The Boldt Co have been appointed as the EPC contractors. The project is part of MSFT’s broad plan to build an AI system in Racine that will train people in new high-paying, high-skill jobs. | 42.7276 | -87.8877 | The project involves the construction of a two-story 111,483m2 data center campus on 127ha of land in Mount Pleasant Village, Wisconsin, the US. The US$3,300 million project includes the following: 1. Construction of three data center buildings 2. Construction of data halls 3. Construction of meeting rooms 4. Construction of office space 5. Construction of storage facilities 6. Construction of parking facilities 7. Installation of safety and security systems | Hyperscale Data Center |  |  | March 2026 - The construction work is nearing completion. November 2025 - Construction works are underway. September 2025 - Construction works are underway. March 2025 - Construction works are underway. May 2024 - Construction works are underway. January 2024 - A groundbreaking ceremony was held, marking the commencement of the first phase. Q1 2023 - MSFT announced plans to construct an AI data center in Racine County. | Project work on Schedule | 1 | Not Funded / Unconfirmed | Private | Microsoft Corp | Kiewit Corp;The Boldt Co;The Walsh Group
539876 | 539876 | 2026-03-10 13:19 | Echelon Data Centres/ Starwood Capital – LIN10 Data Center Campus – Lombardy | Echelon Data Centres/ Starwood Capital – LIN10 Data Center Campus – Lombardy | https://construction.globaldata.com/Projects/Overview/539876 | Design | Parent | 3500 | 2025 Q1 | 2026 Q3 | 2029 Q4 | Europe | Italy | Lombardy | Treviglio | Via della Costa, 2 | 24047 | Commercial & Leisure | Data Center | Data Center |  | Low | Redevelopment | Onshore | Echelon Data Centers and Starwood Capital Group are planning to redevelop the former printing plant into a colocation data center at Via della Costa, 2, in Treviglio, Italy. The project involves the construction of a data center with a consumption capacity of 122MW on 15ha of land and will be developed in two phases. Phase I provides 72 MW of IT load capacity distributed across eight data halls: four 9 MW halls, two 8 MW halls, and two 10 MW halls, which will be supported by 54 generators. Phase II will expand total IT load capacity to 122 MW and increase generator count to 90, adding five 10 MW data halls. The project includes the construction of meet-me rooms, server rooms, an office space, parking facilities, and the installation of II equipment, solar panels, cooling systems, and safety and security systems. Lombardini22 Group, through L22 DC and DIDit, will deliver the project as the principal design‑build contractor. L22 DC will deliver civil, architectural and MEP design packages, while DIDit will execute the main construction works. Ambiente sc Srl has been appointed as an environmental consultant, S.P.S. srl is a structural engineering partner, and Savills Investment Management KVG GmbH as a lead consultant. The primary power will be supplied from the grid via an existing substation. The site will also be fitted with rooftop/ground-mount solar photovoltaic arrays and HVO (hydrotreated vegetable oil) generators to provide on-site renewable generation and backup power resilience. | 45.5115 | 9.5639 | The project involves the construction of a data center with a consumption capacity of 122MW on 15ha of land in Treviglio, Italy. The US$3,500 million project includes the following: 1. Construction of 13 data halls 2. Construction of meet-me rooms 3. Construction of server rooms 4. Construction of an office space 5. Construction of parking facilities 6. Installation of HVO (hydrotreated vegetable oil) generators 7. Installation of solar panels 8. Installation of cooling systems 9. Installation of safety and security systems | Colocation Data Center |  |  | March 2026 - Design works are underway. October 2025 - Design works are underway. July 22, 2025 - Savills, on behalf of Echelon, submitted a preliminary environmental (EIA) scoping report to the Ministry of the Environment and Energy Security. Q1 2025 - Echelon Data Centers and Starwood Capital Group announced plans for the construction of a data center in Treviglio. | No Major Development | 0 | Not Funded / Unconfirmed | Private | Echelon Data Centres Ltd;Starwood Capital Group | Lombardini22 SpA | L22 DC | Ambiente sc Srl;L22 DC;S.P.S. srl;Savills Investment Management KVG GmbH
561008 | 561008 | 2026-03-10 05:44 | ITPC – Khon Kaen Data Center – Khon Kaen | ITPC – Khon Kaen Data Center – Khon Kaen | https://construction.globaldata.com/Projects/Overview/561008 | Planning | Parent | 79 | 2025 Q3 | 2027 Q1 | 2029 Q4 | Asia-Pacific | Thailand | Khon Kaen | Khon Kaen |  |  | Commercial & Leisure | Data Center | Data Center |  | Medium | New | Onshore | Internet Thailand Public Company Ltd is planning to construct an enterprise data center in Khon Kaen, Thailand. The project involves the construction of a data center. It includes the construction of data halls, server rooms, an administrative space, and the installation of generators, cooling systems, and safety and security systems. It aims to support enterprises and public agencies seeking greater data security and reduced reliance on foreign providers. | 16.6022 | 102.6353 | The project involves the construction of a data center in Khon Kaen, Thailand. The US$79 million project includes the following: 1. Construction of data halls 2. Construction of server rooms 3. Construction of an administrative space 4. Installation of generators 5. Installation of cooling systems 6. Installation of safety and security systems | Enterprise Data Center |  |  | March 2026 - Planning activities are underway. Q3 2025 - Internet Thailand announced plans for the construction of a data center in Khon Kaen. | Project work on Schedule | 1 | Not Funded / Unconfirmed | Private | Internet Thailand Public Company Ltd
561052 | 561052 | 2026-03-09 18:30 | AWS – Clinton Data Center – Mississippi | AWS – Clinton Data Center – Mississippi | https://construction.globaldata.com/Projects/Overview/561052 | Planning | Parent | 750 | 2026 Q1 | 2027 Q1 | 2030 Q4 | North America | United States | Mississippi | Clinton | 1001 Industrial Park Drive | 39056 | Commercial & Leisure | Data Center | Data Center |  | Medium | Redevelopment | Onshore | Amazon Web Services Inc (AWS) is planning to build a hyperscale data center at 1001 Industrial Park Drive in Clinton, Mississippi, the US. The project involves the construction of a data center on 40ha of land. It includes the construction of data halls, meet-me rooms, server rooms, a substation and the installation of generators and uninterruptible power supply (UPS) units, cooling systems and safety and security systems. The facility will use power supplied by Entergy through the existing power grid. | 32.3493 | -90.3664 | The project involves the construction of a data center on 40ha of land in Clinton, Mississippi, the US. The US$750 million project includes the following: 1. Construction of data halls 2. Construction of server rooms 3. Construction of a substation 4. Installation of generators and uninterruptible power supply (UPS) units 5. Installation of the cooling system 6. Installation of safety and security systems | Hyperscale Data Center |  |  | March 2026 - Planning activities are underway. February 2026 - AWS has acquired the land for the development. Q1 2026 - Amazon Web Services announced plans to build a data center in Clinton, Mississippi. | Project work on Schedule | 1 | Not Funded / Unconfirmed | Private | Amazon Web Services Inc
420430 | 420430 | 2026-03-09 18:15 | T5 Data Centers – ATL IV Data Center – Georgia | T5 Data Centers – ATL IV Data Center – Georgia | https://construction.globaldata.com/Projects/Overview/420430 | Planning | Parent | 1500 | 2023 Q2 | 2027 Q2 | 2030 Q4 | North America | United States | Georgia |  | on Palmetto Tyrone Road and Weldon Road | 30268 | Commercial & Leisure | Data Center | Data Center |  | Low | New | Onshore | T5 Data Centers LLC (T5 Data Centers LLC) is planning to construct a colocation data center on Palmetto Tyrone Road and Weldon Road in Coweta County, Georgia. The project involves the construction of a 264,065m2, 300MW data center on 81ha of land. It includes the construction of seven data center buildings, server rooms, meeting rooms, office space, and car parking facilities, and the installation of safety and security systems. The facility will be powered by utility power from an on-site electrical substation and will use air and liquid cooling systems for cooling. The project will be developed in multiple phases over a period of time. Phase I is scheduled to be completed in 2027 and the data center will be fully operational by 2030. | 33.4955 | -84.6729 | The project involves the construction of a 300MW data center on 81ha of land in Coweta County, Georgia, the US. The US$1,500 million project includes the following: 1. Construction of 264,065m2 data center building 2. Construction of server rooms 3. Construction of meeting rooms 4. Construction of an office space 5. Construction of car parking facilities 6. Installation of elevators and security systems | Colocation Data Center; Heating, ventilation and air conditioning (HVAC) |  |  | March 2026 - Planning activities are underway. August 2025 - Planning activities are underway. September 2024 - Planning activities are underway. July 2024 - Planning activities are underway. October 2023 - T5 Data Centers submitted a planning application to the Georgia Department of Community Affairs. Q2 2023 - T5 Data Centers announced plans to build a data center in Coweta County. | No Major Development | 0 | Not Funded / Unconfirmed | Private | T5 Data Centers LLC
470006 | 470006 | 2026-03-09 16:04 | Equinix – Thailand Data Center Development Program – Thailand | Equinix – Thailand Data Center Development Program – Thailand | https://construction.globaldata.com/Projects/Overview/470006 | Planning | Program | 500 | 2024 Q2 | 2027 Q1 | 2034 Q2 | Asia-Pacific | Thailand |  |  |  |  | Commercial & Leisure | Data Center | Data Center |  | Low | New | Onshore | Equinix Inc. is planning to undertake the construction of data centers in Thailand. The program involves the construction of data centers. The project will be implemented in phases. It includes the construction of server rooms, meeting rooms, an administrative space, parking facilities, and the installation of generators, cooling systems, equipment and safety and security systems. An 18,700m2 land has been acquired for US$34 million for the construction of two Equinix International Business Exchange (IBX) data centers with 3,375 cabinets in Bangna, Bangkok. The project aims to increase the needs of both enterprises and major cloud service providers. In October 2024, Board of Investment (BOI) approved the first phase of the project. | 14.8972 | 100.8327 | The program involves the construction of data centers across Thailand. The US$500 million program includes the following: 1. Construction of server rooms 2. Construction of meeting rooms 3. Construction of an administrative space 4. Construction of parking facilities 5. Installation of equipment 6. Installation of cooling systems 7. Installation of generators 8. Installation of safety and security systems | Colocation Data Center; Heating, ventilation and air conditioning (HVAC) | [5 empty] | Not Funded / Unconfirmed | Private | Equinix Inc
538792 | 538734 | 2026-03-09 16:01 | UDCS – Toronto DC6 Data Center – Ontario | UDCS – Toronto Data Center Park Program – Ontario | https://construction.globaldata.com/Projects/Overview/538792 | Planning | Parent | 200 | 2016 Q4 | 2027 Q1 | 2029 Q4 | North America | Canada | Ontario | Richmond Hill | Barker Business Park | L4E 0S0 | Commercial & Leisure | Data Center | Data Center |  | Low | New | Onshore | Urbacon Data Centre Solutions (UDCS) is planning to undertake the construction of a hyperscale data center in Richmond Hill, Ontario, Canada. The project involves the construction of an 18,116m2 data center with a consumption capacity of 36MW. It includes the construction of data halls, meet-me rooms, server rooms, a substation, a parking facility and the installation of safety and security systems. The facility will support 125+ kW power densities per rack. It is equipped with reliable uninterruptible power supply (UPS) units and generators for backup power systems with N+1 redundancy and it also features an advanced cooling system, ensuring optimal performance and efficiency with maximum reliability with N+1 redundancy. In August 2025, UDCS secured funding for the project development. | 43.8711 | -79.4373 | The project involves the construction of an 18,116m2 data center with a consumption capacity of 36MW in Barker Business Park, Richmond Hill, Ontario, Canada. The US$200 million project includes the following: 1. Construction of data halls 2. Construction of meet-me rooms 3. Construction of server rooms 4. Construction of a substation 5. Construction of a parking facility 6. Installation of safety and security systems | Heating, ventilation and air conditioning (HVAC); Hyperscale Data Center |  |  | March 2026 - Planning activities are underway. September 2025 - Planning activities are underway. Q4 2016 - Urbacon Data Centre Solutions announced plans to build a data center in Richmond Hill. | No Major Development | 0 | Not Funded / Unconfirmed | Private | Urbacon Data Centre Solutions
372338 | 372338 | 2026-03-09 15:53 | ST Telemedia Global Data Ctrs – STT Seoul I Data Center – Seoul | ST Telemedia Global Data Ctrs – STT Seoul I Data Center – Seoul | https://construction.globaldata.com/Projects/Overview/372338 | Execution | Parent | 350 | 2022 Q2 | 2025 Q1 | 2026 Q2 | Asia-Pacific | South Korea | Seoul | Seoul | Gasan-dong, Geumcheon-gu | 153023 | Commercial & Leisure | Data Center | Data Center | Parking Facilities |  | New | Onshore | ST Telemedia Global Data Centers (STT GDC) is undertaking the construction of a Tier III colocation data center in Gasan-dong, Geumcheon-gu, Seoul, South Korea. The project involves the construction of a 39,595m2 data center with 10 stories above ground and two underground levels with a consumption capacity of 30MW. It includes the construction of server rooms, administrative facilities, parking spaces, two main distribution frame (MDF) rooms, and the installation of fire suppression systems, safety and security systems. It features dual-line redundant 22.9kV utility power supplies. It will be equipped with a N+1 emergency generator configuration, and will use a resilient Chilled Water Plant with Cooling Towers with N+1 configuration and N+2 Fan Wall Units. The network is network-neutral, with multiple MDFs and multiple access paths, and aims for a design PUE of less than 1.3. It aims of certifications like LEED GOLD, TIA-942 Rated-3, Uptime Tier III, ISO 27001, G-SEED, Green Data Centre Certification (GDCC), and TVRA compliance. Designcamp Moonpark and unglim Architecture has been appointed as an architect and Hyosung Heavy Industries as a general contractor. Construction is scheduled to be completed by June 2026. | 37.4757 | 126.884 | The project involves the construction of a 39,595m2 data center with 10 stories above ground and two underground levels with a consumption capacity of 30MW in Seoul, South Korea. The US$350 million project includes the following: 1. Construction of server rooms 2. Construction of administrative facilities 3. Construction of parking spaces 4. Construction of two main distribution frame (MDF) rooms 5. Installation of gas suppression systems 6. Installation of safety and security systems | Colocation Data Center; Heating, ventilation and air conditioning (HVAC); Tier 3 Data Center | A data center is being developed in Gasan data centre cluster, Gasan-dong, Geumcheon-gu, Seoul. The project aims to meet the growing demand for data center facilities in the region. It also aims to deliver flexibility and scalability to our customers by offering critical infrastructure solutions that meet their evolving needs. |  | March 2026 - Construction works are underway. July 2025 - Construction works are underway. November 2024 - Planning activities are underway. June 2024 - Planning activities are underway. January 09, 2024 - We have not been able to obtain further updates on this project. We have retained the same project stage and amended the key dates accordingly. We will update the profile as soon as we obtain any new information. February 2023 - Planning activities are underway. Q2 2022 - STTGDC announced a plan to build a data center in Seoul. | Project work on Schedule | 1 | Not Funded / Unconfirmed | Private | STT GDC Pte Ltd | Hyosung Heavy Industries Corp | Designcamp Moonpark;Junglim Architecture Co Ltd
438596 | 438596 | 2026-03-09 15:38 | META – Jeffersonville Data Center Campus – Indiana | META – Jeffersonville Data Center Campus – Indiana | https://construction.globaldata.com/Projects/Overview/438596 | Execution | Parent | 800 | 2022 Q3 | 2024 Q1 | 2026 Q3 | North America | United States | Indiana | Jeffersonville | 300 Corporate Drive | 47130 | Commercial & Leisure | Data Center | Data Center |  |  | New | Onshore | Meta Platforms, Inc. (Meta) is undertaking the construction of a hyperscale data center within the River Ridge Commerce Center industrial park in Jeffersonville, Indiana, the US. The project involves the construction of a 65,032m2 data center on 250ha of land. It includes the construction of data halls, meeting rooms, office space, storage facilities and parking facilities, and the installation of equipment, safety and security systems.. The facility is committed to operating on 100% renewable energy. It will utilise closed-loop liquid cooling system to support computing needs of artificial intelligence (AI) workloads. The project has been designed to meet the requirements for LEED (Leadership in Energy and Environmental Design) Gold certification. ACS Group, through Turner Construction Company, has been appointed as a main contractor. In May 2024, Meta signed a power purchase agreement (PPA) with renewable energy company Solarpack. Construction works are expected to be completed by the third quarter of 2026. | 38.3568 | -85.7007 | The project involves the construction of a 65,032m2 data center on 250ha of land at 300 Corporate Drive in Jeffersonville, Indiana, the US. The US$800 million project includes the following: 1. Construction of data halls 2. Construction of meeting rooms 3. Construction of office space 4. Construction of storage facilities 5. Construction of parking facilities 6. Installation of equipment 7. Installation of safety and security systems | Heating, ventilation and air conditioning (HVAC); Hyperscale Data Center; LEED |  |  | March 2026 - Construction works are nearing completion. September 2025 - Construction works are underway. December 2024 - Construction works are underway. January 2024 - Construction works commenced. Q3 2022 - Meta announced plans to build a data center in Jeffersonville. | Project work on Schedule | 1 | Not Funded / Unconfirmed | Private | Meta Platforms Inc | Turner Construction Co
509702 | 509702 | 2026-03-09 15:37 | Arcem – Mantymaki Data Center – Southwest Finland | Arcem – Mantymaki Data Center – Southwest Finland | https://construction.globaldata.com/Projects/Overview/509702 | Planning | Parent | 500 | 2025 Q1 | 2027 Q1 | 2029 Q4 | Europe | Finland | Southwest Finland | Turku | Nurmestie 67-61, Mäntymäki Industrial Area, Plots 730 & 731 | 88900 | Commercial & Leisure | Data Center | Data Center |  | Medium | New | Onshore | Arcem is planning to undertake the construction of a colocation data center in Mantymaki, Southwest Finland, Finland. The project involves the construction of a 60,000m2 data center. It includes server rooms, meeting rooms, an administrative space, parking facilities, the installation of equipment and cooling systems, and safety and security systems. | 60.4515 | 22.2687 | The project involves the construction of a 60,000m2 data center in the industrial area of Mantymaki in Kuhmo, a town and municipality in the Kainuu region, Southwest Finland, Finland. The US$500 million project includes the following: 1. Construction of server rooms 2. Construction of meeting rooms 3. Construction of an administrative space 4. Construction of parking facilities 5. Installation of related equipment 6. Installation of cooling systems | Colocation Data Center; Heating, ventilation and air conditioning (HVAC) |  |  | March 2026 - Planning activities are underway. June 2025 - Planning activities are underway. Q1 2025 - Arcem announced plans to build a data center in Mantymaki. | No Major Development | 0 | Not Funded / Unconfirmed | Private | Arcem
493207 | 493207 | 2026-03-09 15:36 | Bridge Data Centres – QHI01 Data Center Campus – Chon Buri | Bridge Data Centres – QHI01 Data Center Campus – Chon Buri | https://construction.globaldata.com/Projects/Overview/493207 | Execution | Parent | 1200 | 2025 Q2 | 2025 Q3 | 2028 Q4 | Asia-Pacific | Thailand | Chon Buri | Chon Buri | Khlong Tamru Subdistrict within Eastern Economic Corridor | 20000 | Commercial & Leisure | Data Center | Data Center |  |  | New | Onshore | Bridge Data Centres (BDC), a hyperscale data center platform backed by Bain Capital, is undertaking the construction of a hyperscale data center in Chon Buri, Thailand. The project involves the construction of a data center campus with a capacity of 200MW in the first phase. It includes the construction of server rooms, control rooms, office spaces, parking facilities, and the installation of equipment, safety, and security systems. The facility will utilise cold plate and immersion solutions liquid cooling system and integrated rooftop solar generation for clean energy. It will support cloud providers and artificial intelligence (AI) driven applications. In September 2025, BDC has signed a 10-year industrial water purchase agreement with Eastwater Stecon Utilities Co. Ltd. (EWS), a joint venture between Eastern Water Resources Management and Development Public Company Limited (Eastwater) and Stecon Power Co., Ltd. of the STECON Group. | 13.1857 | 101.1211 | The project involves the construction of a data center campus with a capacity of 200MW on 16ha of land in the Khlong Tamru Subdistrict within Eastern Economic Corridor (EEC) in Chonburi, Thailand. The US$1,200 million project includes the following: 1. Construction of server rooms 2. Construction of control rooms 3. Construction of office spaces 4. Installation of equipment 5. Installation of safety and security systems | Heating, ventilation and air conditioning (HVAC); Hyperscale Data Center |  |  | March 2026 - Construction activities are underway. September 2025 - Construction activities are underway. July 2025 - Construction commenced. Q2 2025 - Bridge Data Centres announced plans to build a hyperscale data center in Chonburi, Thailand. | Project work on Schedule | 1 | Not Funded / Unconfirmed | Private | Bridge Data Centres Malaysia
538702 | 538702 | 2026-03-09 15:35 | RackBank – Indore CEN2 AI Data Center – Madhya Pradesh | RackBank – Indore CEN2 AI Data Center – Madhya Pradesh | https://construction.globaldata.com/Projects/Overview/538702 | Planning | Parent | 300 | 2024 Q4 | 2027 Q1 | 2029 Q2 | Asia-Pacific | India | Madhya Pradesh | Indore |  | 452014 | Commercial & Leisure | Data Center | Data Center |  | Low | New | Onshore | RackBank is planning to undertake the construction of a hyperscale data center in Indore, Madhya Pradesh, India. The project involves the construction of a data center with a capacity of 80MW on 2ha of land. It includes the construction of data halls, meet-me rooms, server rooms, a substation, a parking facility, the installation of generators and uninterruptible power supply (UPS) units, safety and security systems. The project is being developed in four phases, with each phase having a consumption capacity of 20MW. It will utilise Direct-to-Chip Liquid Cooling (DCLC) and Rear Door Heat Exchange (RDHx) cooling architecture with N+1 redundancy and will aim for a PUE of between 1.1 to 1.3. RackBank will use its in-house Varuna liquid immersion cooling technology and the facility to support scalable, low-latency Artificial Intelligence (AI) workloads. It will also accommodate 60,000 GPUs with scalability to accommodate Nvidia’s GPU architecture. | 22.7179 | 75.8333 | The project involves the construction of a data center with a capacity of 80MW in Indore, Madhya Pradesh, India. The US$300 million project includes the following: 1. Construction of data halls 2. Construction of meet-me rooms 3. Construction of server rooms 4. Construction of a substation 5. Construction of a parking facility 6. Installation of generators and uninterruptible power supply (UPS) units 7. Installation of safety and security systems | Hyperscale Data Center |  |  | March 2026 - Planning activities are underway. September 2025 - Planning activities are underway. July 2025 - RackBank has acquired land for the project. Q4 2024 - RackBank announced plans to build a data center in Indore, Madhya Pradesh. | No Major Development | 0 | Not Funded / Unconfirmed | Private | RackBank Datacenters Pvt Ltd
447520 | 447520 | 2026-03-09 15:13 | Trammell Crow – Douglas Waldrop Data Center Campus – Georgia | Trammell Crow – Douglas Waldrop Data Center Campus – Georgia | https://construction.globaldata.com/Projects/Overview/447520 | Planning | Parent | 345 | 2023 Q1 | 2027 Q1 | 2029 Q4 | North America | United States | Georgia |  | 2912 Post Road | 30187 | Commercial & Leisure | Data Center | Data Center |  | Low | New | Onshore | TC Atlanta Development, Inc, a subsidiary of Trammell Crow Company LLC (Trammell Crow), is planning to construct a hyperscale data center in Winston, Douglas County, Georgia, the US. The project involves the construction of seven two-story data center buildings with a floor area of 209,500m2 on 24ha of land. It includes the construction of server rooms, meeting rooms, an administrative space, a substation, and the installation of generators, cooling systems, and safety and security systems. It will be developed in phases. | 33.7268 | -84.8246 | The project involves the construction of seven two-story data center buildings with a floor area of 209,500m2 on 24ha of land in Winston, Douglas County, Georgia, the US. The US$345 million project includes the following: 1. Construction of server rooms 2. Construction of meeting rooms 3. Construction of an administrative space 4. Construction of a substation 5. Installation of generators 6. Installation of cooling systems 7. Installation of safety and security systems | Heating, ventilation and air conditioning (HVAC); Hyperscale Data Center |  |  | March 2026 - Planning activities are underway. July 2025 - Planning activities are underway. July 2024 - Planning activities are underway. April 2024 - Trammell Crow Company filed a developments of regional impact application with the Georgia Department of Community Affairs. Q1 2023 - Trammell Crow announced plans to build data center campus in Atlanta. | No Major Development | 0 | Not Funded / Unconfirmed | Private | Trammell Crow Company LLC
417124 | 417124 | 2026-03-09 15:05 | NeutraDC – Telkom AI Data Centers Program – Indonesia | NeutraDC – Telkom AI Data Centers Program – Indonesia | https://construction.globaldata.com/Projects/Overview/417124 | Execution | Program | 1000 | 2014 Q1 | 2020 Q1 | 2030 Q4 | Asia-Pacific | Indonesia |  |  |  |  | Commercial & Leisure | Data Center | Data Center |  |  | New | Onshore | NeutraDC, a subsidiary of PT Telkom Indonesia (Persero) Tbk, is undertaking the construction of AI data centers in Indonesia. The project involves the construction of data centres with a capacity of 400MW. The project includes the construction of a warehouse, an office facility, a storage facility, an administrative facility, and other related facilities and the installation of equipment. The project will be developed in Batam and Cikarang, Manado, Surabaya Jakarta, Bali and 20 other cities. In October 2024, construction works were completed on the Yogyakarta data center. Construction works are expected to be completed by 2030. | -2.5894 | 105.9108 | The project involves the construction of data centers with a capacity of 400MW in Indonesia. The US$1,000 million project includes the following: 1. Construction of a warehouse 2. Construction of a storage facility 3. Construction of an office facility 4. Construction of an administrative facility 5. Construction of other related facilities | Heating, ventilation and air conditioning (HVAC); Hyperscale Data Center | [5 empty] | Not Funded / Unconfirmed | Private | NeutraDC
442872 | 442872 | 2026-03-09 14:59 | Amazon – Gregory Hills Data Center – New South Wales | Amazon – Gregory Hills Data Center – New South Wales | https://construction.globaldata.com/Projects/Overview/442872 | Design | Parent | 300 | 2023 Q1 | 2027 Q1 | 2028 Q4 | Asia-Pacific | Australia | New South Wales | Sydney | 43-61 Turner Road, Gregory Hills. | 2557 | Commercial & Leisure | Data Center | Data Center | Parking Facilities | High | New | Onshore | Amazon Web Services Inc (AWS) is planning to construct a hyperscale data center at 43-61 Turner Road, Gregory Hills, Sydney, New South Wales, Australia. The project involves the construction of a two-story, 10,000m2 data center with a consumption capacity of 53MW on 9.74ha of land. It includes the construction of 12 data halls, server rooms, control rooms, storage of 650kL of diesel fuel, a 132/22kV substation, administration facilities, parking facilities with 68 car parking spaces, and the installation of cooling systems, 20 backup diesel generators, safety, and security systems. Arup Australia Pty Ltd has been appointed as an environmental, social impact assessment, noise and vibration impact assessment, and waste management consultant, Willowtree Planning as a planner, Greenbox Architecture as an architect, Bushfire Consulting Services Pty Ltd as a bush fire assessment consultant, Mepstead and Associates Pty Ltd as a surveyor, Geotechnique Pty Ltd as a geotechnical consultant, Geoscapes as a landscape architect, Niche Environment and Heritage Pty Ltd as an ecological consultant, and Arcadis Australia Pacific Holdings Pty Ltd as a site assessment consultant for the project. In February 2025, AWS submitted a development application to the NSW planning department. | -34.0281 | 150.762 | The project involves the construction of a two-story, 10,000m2 data center with a consumption capacity of 53MW on 9.74ha at 43-61 Turner Road, Gregory Hills, Sydney, New South Wales, Australia. The US$300 million project includes the following: 1. Construction of 12 data halls 2. Construction of server and control rooms 3. Construction of a storage of 650kL of diesel fuel 4. Construction of a 132/22kV substation 5. Construction of administration facilities 6. Construction of parking facilities with 68 car parking spaces 7. Installation of cooling systems 8. Installation of 20 backup diesel generators 9. Installation of safety and security systems | Heating, ventilation and air conditioning (HVAC); Hyperscale Data Center |  |  | March 2026 - Design works are underway. November 2025 - AWS secured planning approvals from the NSW planning department. September 2025 - AWS awaiting planning approvals to develop the project. February 2025 - AWS submitted a development application to the NSW planning department. March 2024 - Planning activities are underway. Q1 2023 - AWS announced plans to build a data center in Sydney. | No Major Development | 0 | Not Funded / Unconfirmed | Private | Amazon.com Inc |  | Geoscapes;Greenbox Architecture | Arcadis Australia Pacific Holdings Pty Ltd;Arup Australia Pty Ltd;Bushfire Consulting Services Pty Ltd;Geotechnique Pty Ltd;Mepstead and Associates Pty Ltd;Niche Environment and Heritage Pty Ltd;Willowtree Planning Pty Ltd
538753 | 538734 | 2026-03-09 14:51 | UDCS – Toronto DC5 Data center – Ontario | UDCS – Toronto Data Center Park Program – Ontario | https://construction.globaldata.com/Projects/Overview/538753 | Planning | Parent | 200 | 2017 Q1 | 2027 Q2 | 2028 Q4 | North America | Canada | Ontario | Richmond Hill | Barker Business Park | ?L4E 0S0 | Commercial & Leisure | Data Center | Data Center |  | Low | New | Onshore | Urbacon Data Centre Solutions (UDCS) is planning to undertake the construction of a hyperscale data center in Richmond Hill, Ontario, Canada. The project involves the construction of an 18,116m2 data center with a consumption capacity of 36MW. It includes the construction of data halls, meet-me rooms, server rooms, a substation, a parking facility and the installation of generators and uninterruptible power supply (UPS) units, cooling systems and safety and security systems. The facility will support 125+ kW power densities per rack. It is equipped with reliable uninterruptible power supply (UPS) units and generators for backup power systems with N+1 redundancy and it also features an advanced cooling system, ensuring optimal performance and efficiency with maximum reliability with N+1 redundancy. | 43.8711 | -79.4373 | The project involves the construction of an 18,116m2m2 data center with a consumption capacity of 36MW in Richmond Hill, Ontario, Canada. The US$200 million project includes the following: 1. Construction of data halls 2. Construction of meet-me rooms 3. Construction of server rooms 4. Construction of a substation 5. Construction of a parking facility 6. Installation of generators and uninterruptible power supply (UPS) units 7. Installation of the cooling system 8. Installation of safety and security systems | Hyperscale Data Center |  |  | March 2026 - Planning activities are underway. September 2025 - Planning activities are underway. January 2017 - Urbacon Data Centre Solutions announced plans to build a data center in Richmond Hill. | No Major Development | 0 | Not Funded / Unconfirmed | Private | Urbacon Data Centre Solutions
560978 | 560978 | 2026-03-09 14:06 | Green Mountain – Project Green Data Center – Pennsylvania | Green Mountain – Project Green Data Center – Pennsylvania | https://construction.globaldata.com/Projects/Overview/560978 | Planning | Parent | 300 | 2025 Q3 | 2027 Q1 | 2029 Q4 | North America | United States | Pennsylvania |  | 480 Quarry Road, PA | PA 18403 | Commercial & Leisure | Data Center | Data Center |  | Medium | New | Onshore | Green Mountain 6 LLC is planning to build a data center at 480 Quarry Road, Archbald Borough, Lackawanna County, Pennsylvania, the US. The project involves the construction of seven two-story data center buildings of 12,820.6m2 each on 109.60ha of land. It includes the construction of a substation, server rooms, meet-me rooms, administrative spaces, and parking spaces, and the installation of racks and safety and security systems. The facility will utilize a roof-mounted air cooling system supplemented by 40 air-cooled chillers. It will be equipped with 28 backup generators in each building and six transformers. In January 2025, Reed Smith LLP, on behalf of Green Mountain AS, submitted a planning application to the Archbald Borough. Reed Smith LLP has been appointed as the lead consultant and Kimley-Horn and Associates Inc as the planner for the project. | 41.5419 | -75.5152 | The project involves the construction of seven two-story data center buildings of 12,820.6m2 each on 109.60ha of land at 480 Quarry Road, Archbald Borough, Lackawanna County, Pennsylvania, the US. The US$300 million project includes the following: 1. Construction of a substation 2. Construction of server rooms 3. Construction of meet-me rooms 4. Construction of administrative spaces 5. Construction of parking spaces 6. Installation of racks 7. Installation of six transformers 8. Installation of 28 generators in each building 9. Installation of safety and security systems |  |  |  | March 2026 - The project is awaiting planning approval. January 2026 - Green Mountain 6 LLC submitted a planning application to the Archbald Borough. July 2025 - Green Mountain 6 LLC announced plans to build a data center in Pennsylvania. | Project Awaiting Approvals | 0 | Not Funded / Unconfirmed | Private | Green Mountain AS |  |  | Kimley-Horn and Associates Inc;Reed Smith LLP
511456 | 471635 | 2026-03-09 13:58 | TECfusions – Clarksville Data Center: D-Hall – Virginia | TECfusions – Clarksville Data Center – Virginia | https://construction.globaldata.com/Projects/Overview/511456 | Execution | Sub | 90 | 2022 Q4 | 2024 Q3 | 2026 Q2 | North America | United States | Virginia |  | 250 Burlington Drive | 23927 | Commercial & Leisure | Data Center | Data Center |  |  | New | Onshore | TECfusions has undertaken the construction of a Tier IV colocation data centre in Clarksville, Virginia, the US. The project involved the construction of a 13.5MW data centre on 36ha of land. It included the construction of server rooms, control rooms and substations, and the installation of generators and safety and security systems. The facility has been committed to operating on dual utility and on-site power generation, and it will be equipped with N+1 redundancy UPS. It will utilize an advanced cooling system. An in-house division of TECfusions is undertaking the design-build works. | 36.6011 | -78.55 | The project involved the construction of a 13.5MW data centre on 36ha of land in Clarksville, Virginia, the US. The US$90 million project includes the following: 1. Construction of server rooms 2. Construction of control rooms 3. Construction of substations 4. Installation of generators 5. Installation of safety and security systems | Colocation Data Center; Tier 4 Data Center |  |  | March 2026 - Construction activities are underway. July 2025 - Construction activities are underway. November 2024 - Construction activities are underway. Q4 2022 - TECfusions announced plans to build a data center in Clarksville. | Project work on Schedule | 1 | Not Funded / Unconfirmed | Private | TECfusions Inc | TECfusions Inc | TECfusions Inc
471635 | 471635 | 2026-03-09 13:45 | TECfusions – Clarksville Data Center – Virginia | TECfusions – Clarksville Data Center – Virginia | https://construction.globaldata.com/Projects/Overview/471635 | Execution | Parent | 2000 | 2022 Q4 | 2023 Q4 | 2026 Q3 | North America | United States | Virginia |  | 250 Burlington drive, Clarksville | 23927 | Commercial & Leisure | Data Center | Data Center |  |  | New | Onshore | TECfusions is undertaking the construction of a Tier IV colocation data centre in Clarksville, Virginia, the US. The project involves the construction of a 300MW data centre on 36ha of land. It includes the construction of server rooms, control rooms, and substations, and the installation of generators, safety, and security systems. The project is being developed in phases. A-Hall includes the construction of a 6MW data center, B-Hall a 24MW data center, C-Hall a 10.5MW data center, and D-Hall a 13.5MW data center. The facility has been committed to operating on dual utility and on-site power generation, and it will be equipped with N+1 redundancy UPS. It will utilize an advanced cooling system. An in-house division of TECfusions is undertaking the design-build works. TECfusions secured a US$300 million loan to expand data centers in Clarksville. | 36.6246 | -78.5579 | The project involves the construction of a 300MW data centre on 36ha of land in Clarksville, Virginia, the US. The US$2,000 million project includes the following: 1. Construction of server rooms 2. Construction of control rooms 3. Construction of substations 4. Installation of generators 5. Installation of safety and security systems | Colocation Data Center; Heating, ventilation and air conditioning (HVAC); Tier 4 Data Center |  |  | March 2026 - Construction works are underway. August 29, 2025 - We have not been able to obtain further updates on this project. We have retained the same project stage and amended the key dates accordingly. We will update the profile as soon as we obtain any new information. January 2025 - Construction works are underway. December 2024 - Construction works are underway. September 2024 - Construction works on third hall completed. September 2024 - Construction works on the fourth data hall commenced. July 2024 - Construction works on the third data hall commenced. January 2024 - Construction works on first data hall completed. October 2023 - Construction works commenced on the first data hall. Q4 2022 - TECfusions announced plans to build a data center in Clarksville. | Project work on Schedule | 1 | Not Funded / Unconfirmed | Private | TECfusions Inc | TECfusions Inc | TECfusions Inc
455152 | 455152 | 2026-03-09 13:42 | Prometheus – Evanston Hyperscale Data Center – Michigan | Prometheus – Evanston Hyperscale Data Center – Michigan | https://construction.globaldata.com/Projects/Overview/455152 | Execution | Parent | 600 | 2022 Q1 | 2024 Q3 | 2026 Q4 | North America | United States | Michigan | Wyoming | Evanston |  | Commercial & Leisure | Data Center | Data Center |  |  | Expansion | Onshore | Prometheus is undertaking the construction of a Tier III hyperscale data center in Wyoming, the US. The project involves the construction of a 1,200MW data center. It includes the construction of a data center campus, server rooms, control rooms, an office space, and an administrative space, and the installation of racks, generators and safety and security systems. The facility has been committed to operating on renewable energy, and it will utilize natural cooling systems. It has been designed to meet ISO 27001, SOC 2, HIPAA and PCI DSS certifications. FFKR Architects and Gensler have been appointed as architects, J.M. Gross Engineering and Burns & McDonnell as MEP consultants, Egg Geo as a geotechnical consultant, BCER as a consultant, Forell Elsesser as a structural engineer, Cobb Fendley as a civil engineer and Layton Construction as a general contractor. | 42.0434 | -87.7306 | The project involves the construction of a 1,200MW data center in Wyoming, the US. The US$600 million project includes the following: 1. Construction of a data center campus 2. Construction of server rooms 3. Construction of control rooms 4. Construction of an office space 5. Construction of an administrative space 6. Installation of liquid cooling systems 7. Installation of equipment 8. Installation of safety and security systems | Hyperscale Data Center; Tier 3 Data Center |  |  | March 2026 - Construction activities are underway. October 2025 - Construction activities are underway. August 2025 - Construction activities are underway. October 2024 - Construction works are underway. Q3 2024 - Construction works were commenced. Q1 2022 - Prometheus Hyperscale announced a plan to construct a data center in Wyoming. | Project work on Schedule | 1 | Not Funded / Unconfirmed | Private | Prometheus Real Estate Group Inc | Layton Construction Co LLC | FFKR Architects;M. Arthur Gensler Jr. & Associates Inc | BCER Engineering Inc;Burns & McDonnell;Cobb, Fendley & Associates Inc;Egg Geo LLC;Forell-Elsesser Engineers, Inc;JM Gross Engineering
468750 | 468750 | 2026-03-09 13:31 | Google – Dorchester County Data Centers – South Carolina | Google – Dorchester County Data Centers – South Carolina | https://construction.globaldata.com/Projects/Overview/468750 | Execution | Program | 2000 | 2023 Q2 | 2024 Q3 | 2026 Q4 | North America | United States | South Carolina |  |  |  | Commercial & Leisure | Data Center | Data Center |  |  | New | Onshore | Google LLC is undertaking the construction of two data centers in Dorchester County, South Carolina, the US. The program involves the construction of a data center campus. It includes the construction of an administrative space, meeting rooms, server rooms and parking spaces and the installation of a safety and security system. One data center is at Pine Hill Business Campus in Ridgeville and the second data center Winding Woods Commerce Park in St. George. The facility has been committed to operating on renewable energy from Dominion Energy, and it will utilize a closed-loop cooling system. | 33.1814 | -80.5408 | The program involves the construction of two data centers in Pine Hill Business Campus in Ridgeville and Winding Woods Commerce Park in St. George, Dorchester County, South Carolina, the US. The US$2,000 million program includes the following: 1. Construction of an administrative space 2. Construction of meeting rooms 3. Construction of server rooms 4. Construction of parking spaces 5. Installation of safety and security systems | Heating, ventilation and air conditioning (HVAC); Hyperscale Data Center | [5 empty] | Not Funded / Unconfirmed | Private | Google LLC
556397 | 556397 | 2026-03-09 13:03 | Humain – Data Center in Riyadh (112 MW) – Ar Riyad | Humain – Data Center in Riyadh (112 MW) – Ar Riyad | https://construction.globaldata.com/Projects/Overview/556397 | EPC Award | Parent | 800 | 2024 Q1 | 2026 Q2 | 2027 Q4 | Middle East and Africa | Saudi Arabia | Ar Riyad | Riyadh |  |  | Commercial & Leisure | Data Center | Data Center |  | High | New | Onshore | Humain, a Saudi artificial intelligence company, is planning to undertake the construction of a data center in Riyadh, Saudi Arabia. The project involves IT Load Capacity: The facility is planned with an IT load capacity of about 112 MW. Power Infrastructure: Power will come from two utility grid feeds supported by on-site high-voltage substations, Renewable Energy Integration: The design allows integration of grid-backed renewable energy. , Floor Load Capacity: The building structure is designed to support up to 1,500 kg per square metre, allowing installation of heavy equipment and high-density racks, Backup and Resilience: The facility will include N+1 diesel generators, redundant UPS systems, and battery energy storage, Cooling Systems: Cooling will rely on chilled water systems and precision CRAC/CRAH units, Energy Efficiency: The facility aims for a low PUE of around 1.3–1.4, Power Density: The infrastructure will support 30–80 kW per rack, enabling high-performance computing environments, Rack Configuration: The facility will support AI and GPU racks, high-density server racks, and liquid-cooling compatible racks, ensuring flexibility for future computing needs. Al Moammar Information System Company (MIS) has been awarded as the main contractor, and construction works have commenced on the project. The client has signed an official agreement with Al Moammar Information System Company (MIS) as the main contractor on March 4, 2026. | 24.6877 | 46.7219 | Humain, a Saudi artificial intelligence company, is planning to undertake the construction of a data center in Riyadh, Saudi Arabia. The data center expansion project with a capacity of 72 MW, within the total capacity of 112 MW. The US$800 million project includes the following: Key Technical Features: 1. IT Load Capacity: The facility is planned with an IT load capacity of about 112 MW 2. Power Infrastructure: Power will come from two utility grid feeds supported by on-site high-voltage substations. 3. Renewable Energy Integration: The design allows integration of grid-backed renewable energy. 4. Data Centre Type: The project is planned as a Hyperscale / AI-ready data Centre 5. Floor Load Capacity: The building structure is designed to support up to 1,500 kg per square metre, allowing installation of heavy equipment and high-density racks. 6. Backup and Resilience: The facility will include N+1 diesel generators, redundant UPS systems, and battery energy storage. 7. Cooling Systems: Cooling will rely on chilled water systems and precision CRAC/CRAH units. 8. Energy Efficiency: The facility aims for a low PUE of around 1.3–1.4. 9. Power Density: The infrastructure will support 30–80 kW per rack, enabling high-performance computing environments. 10. Rack Configuration: The facility will support AI and GPU racks, high-density server racks, and liquid-cooling compatible racks, ensuring flexibility for future computing needs. | Hyperscale Data Center | The construction of the Datacenter by Humain is planned to be built in Riyadh. |  | March 2026 - The client has signed an official agreement with Al Moammar Information System Company (MIS) as the main contractor on March 4, 2026. December 2025 - Al Moammar Information System Company (MIS) has been awarded as the main contractor on the project. The official agreement is expected to be signed by February 15, 2026. | Major Contract Awarded | 4 | Not Funded / Unconfirmed | Public | Al-Mustaqbal Lil-Thaka Al-Istinai Co | Al Moammar Information Systems Co
449281 | 449281 | 2026-03-09 13:02 | Vantage DC – OH1 Data Center Campus – Ohio | Vantage DC – OH1 Data Center Campus – Ohio | https://construction.globaldata.com/Projects/Overview/449281 | Execution | Parent | 2000 | 2023 Q2 | 2024 Q4 | 2028 Q4 | North America | United States | Ohio |  | 3325 Horizon Court | 43031 | Commercial & Leisure | Data Center | Data Center |  |  | New | Onshore | Vantage Data Centers Management Co LLC (Vantage Data Centers Mgmt) is undertaking the construction of a hyperscale data center campus in New Albany, Ohio, the US. The project involves the construction of three, two-story data center buildings totaling 192MW (64MW each) across 139,355m2 space. It includes the construction of offices and workspaces, a secure storage facility, multiple conference rooms and meeting spaces, server rooms, and the installation of equipment, safety, and security systems. The facility will be powered by American Electric Power Ohio with 480V end-to-end electrical distribution. It will use a Computer Room Air Handling (CRAH) units and a closed-loop chilled water system generated through air-cooled chillers with N+2 redundancy for cooling. Water Utilization Efficiency (WUE) will be near zero. Turner Construction has been appointed as the general contractor, SteelFab, Inc, Ben Hur Construction Co., Lithko Contracting, Superior, Mid-City Electric/Technologies, Sauer Mechanical, George J. Igel & Co., Inc., and KELLER as the subcontractors, and Corgan as the architect, AG&E as the structural engineer, and WSP as the engineering consultant. The project is designed to achieve LEED Silver certification. The project will be developed in multiple phases over a period of time, and the data center will be fully operational by 2028. | 40.1043 | -82.7447 | The project involves the construction of a 139,355m2 data center campus with a consumption capacity of 192MW on 28ha of land at 3475 Horizon Court in New Albany, Ohio, the US. The US$2,000 million project includes the following: 1. Construction of three two-story data centers 2. Construction of offices and workspaces 3. Construction of a secure storage facility 4. Construction of multiple conference rooms and meeting spaces 5. Construction of server rooms 6. Installation of equipment 7. Installation of safety and security systems | Heating, ventilation and air conditioning (HVAC); Hyperscale Data Center; LEED |  |  | March 2026 - Construction activities are underway. November 2025 - A topping-out ceremony was celebrated for the third and final building of the campus. August 2025 - A topping-out ceremony was held on the second building. November 2024 - Construction activities are underway. October 2024 - Ground-breaking ceremony was held on the project site marking the start of construction. July 2024 - Planning activities are underway. Q2 2023 - Vantage DC announced plans to build a data center in New Albany. | Project work on Schedule | 1 | Not Funded / Unconfirmed | Private | Vantage Data Centers Management Co LLC | Turner Construction Co | Corgan Associates Inc;WSP USA Inc | AG&E Structural Engenuity
506905 | 506905 | 2026-03-09 12:50 | Khazna Data – AI Data Center at Ankara – Ankara | Khazna Data – AI Data Center at Ankara – Ankara | https://construction.globaldata.com/Projects/Overview/506905 | Design | Parent | 800 | 2024 Q4 | 2027 Q2 | 2029 Q4 | Europe | Turkey | Ankara |  |  | 4000 | Commercial & Leisure | Data Center | Data Center |  | Medium | New | Onshore | Khazna Data Centres is undertaking the construction of the largest artificial intelligence data centre which will handle a capacity of up to 100MW in the Baskent, OIZ, Ankara. The project involves the construction of a data centre. It includes the construction of Data halls, office spaces, installation of safety and security systems, and associated facilities. In May 2025, the unidentified consultant completes the design works, and the main contractor has yet to be appointed. | 39.9334 | 32.8597 | Khazna Data Centres is undertaking the construction of the largest artificial intelligence data centre which will handle a capacity of up to 100MW in the Baskent, OIZ, Ankara. The project is expected to become the region’s first artificial intelligence (AI)-optimised data centre, to play a crucial role in supporting the growth of digital and AI-based services across the UAE. The project includes the integration of advanced liquid cooling solutions to efficiently dissipate heat from graphics processing units and central processing units, and enable the rapid processing power required for AI applications. The US$800 million project includes the following: 1. Construction of a Data Centre 2. Construction of Data Halls 3. Construction of office spaces 4. Installation of safety and security systems 5. Construction of associated facilities | Heating, ventilation and air conditioning (HVAC) | The largest artificial intelligence data centre is planned to be developed in the Başkent, OIZ, Ankara. |  | March 2026 - We have not been able to obtain further updates on this project. We have retained the same project stage and amended the key dates accordingly. We will update the profile as soon as we obtain any new information. May 2025 - The unidentified consultant completes the design works and the main contractor is yet to be appointed. | Information Unavailable |  | Not Funded / Unconfirmed | Public | Khazna Data Center Ltd
491254 | 491254 | 2026-03-09 12:50 | ODATA – Mosquera DC BG02 Data Center – Cundinamarca | ODATA – Mosquera DC BG02 Data Center – Cundinamarca | https://construction.globaldata.com/Projects/Overview/491254 | Execution | Parent | 216 | 2024 Q2 | 2024 Q4 | 2026 Q4 | South and Central America | Colombia | Cundinamarca | Mosquera |  |  | Commercial & Leisure | Data Center | Data Center |  |  | New | Onshore | ODATA, a subsidiary of an Aligned Data Centers company in partnership with Zona Franca Metropolitana are constructing the DC BGO2 Data Center at the Zona Franca de Occidente, in Mosquera, Cundinamarca Department, Colombia. The project involves the construction of a 24MW capacity new data center with Delta Cube air-cooling technology. It includes the construction of server rooms, meeting rooms, an administrative space, parking facilities, the installation of equipment and cooling systems, and safety and security systems. Zona Franca Metropolitana SA will be responsible for the construction work. The data center has been designed to cool high power densities of up to 50kW per rack in the same row, allowing ODATA's data centers to maximize space utilization and save energy. The project will feature ODATA's latest innovation, the Delta Cube (Delta³), an air-cooling technology developed and patented by Aligned Data Centers, ODATA's parent company. The project is scheduled to be completed by the end of 2026. | 4.7059 | -74.2302 | The project involves the construction of a 24MW capacity new data center at the Zona Franca de Occidente, in Mosquera, Cundinamarca Department, Colombia. The US$216 million project includes the following: 1. Construction of server rooms 2. Construction of meeting rooms 3. Construction of an administrative space 4. Construction of parking facilities 5. Installation of related equipment 6. Installation of cooling systems | Colocation Data Center; Heating, ventilation and air conditioning (HVAC) |  |  | March 2026 - Construction activities are underway. March 2025 - Construction activities are underway. October 2024 - Construction started. Q2 2024 - ODATA Colocation has announced plans to construct a data center in the Zona Franca de Occidente, in Mosquera,Cundinamarca Department,Colombia. | Project work on Schedule | 1 | Not Funded / Unconfirmed | Private | Odata Brasil SA.
538060 | 538060 | 2026-03-09 12:08 | Shree Techdata – Khordha Data Center – Odisha | Shree Techdata – Khordha Data Center – Odisha | https://construction.globaldata.com/Projects/Overview/538060 | Planning | Parent | 57 | 2025 Q1 | 2027 Q2 | 2029 Q3 | Asia-Pacific | India | Odisha | Khurda |  |  | Commercial & Leisure | Data Center | Data Center |  | Low | New | Onshore | Shreetech Data Ltd is planning to construct a hyperscale data center in Khordha, Odisha, India. The project involves the construction of a data center. It includes the construction of server rooms, data halls, an administration office and a substation, and the installation of generators, cooling systems and safety and security systems. The project aims to create 450 jobs in the region. | 20.1889 | 85.6214 | The project involves the construction of a data center in Khordha, Odisha, India. The US$57 million project includes the following: 1. Construction of server rooms 2. Construction of server data halls 3. Construction of an administration office 4. Construction of a substation 5. Installation of generators 6. Installation of cooling systems 7. Installation of safety and security systems | Hyperscale Data Center |  |  | March 2026 - Planning activites are underway. September 2025 - Planning activities are underway. Q1 2025 - Shree Jagannath Carriers Pvt Ltd announced plans to build a data center in Khordha. | No Major Development | 0 | Not Funded / Unconfirmed | Private | Shree Techdata Ltd
413760 | 413760 | 2026-03-09 11:36 | China Mobile – Weinan Mobile Communication Data Center – Shaanxi | China Mobile – Weinan Mobile Communication Data Center – Shaanxi | https://construction.globaldata.com/Projects/Overview/413760 | Execution | Parent | 17 | 2022 Q1 | 2023 Q1 |  | Asia-Pacific | China | Shaanxi | Weinan |  |  | Commercial & Leisure | Data Center | Data Center |  |  | New | Onshore | China Mobile Communications Group Co. Ltd (CMCG) is constructing a data center in Weinan, Shaanxi, China. The project involves the construction of a data center on a 0.46ha site area with a 5,100m2 GFA. It also includes the construction of data buildings, racks, server rooms, an administrative office, and parking facilities and the installation of equipment and safety and security systems. | 34.5 | 109.5101 | The project involves the construction of a data center on a 0.46ha site area with a 5,100m2 gross floor area (GFA) in Weinan, Shaanxi. The US$17 million (CNY120 million) project includes the following: 1. Construction of data buildings 2. Construction of racks 3. Construction of server rooms 4. Construction of administrative office 5. Construction of parking facilities 6. Installation of cooling systems, lighting and other equipment. |  | A data center is being developed in Weinan, Shaanxi. The new data center will enhance the level of internet support services and provide a comprehensive data solution that helps to enable business solutions. |  | March 09, 2026 - We have not been able to obtain further updates on this project. We have retained the same project stage and amended the key dates accordingly. We will update the profile as soon as we obtain any new information. April 11, 2025 - We have not been able to obtain further updates on this project. We have retained the same project stage and amended the key dates accordingly. We will update the profile as soon as we obtain any new information. May 31, 2024 - We have not been able to obtain further updates on this project. We have retained the same project stage and amended the key dates accordingly. We will update the profile as soon as we obtain any new information. January 29, 2024 - We have not been able to obtain further updates on this project. We have retained the same project stage and amended the key dates accordingly. We will update the profile as soon as we obtain any new information. July 2023 - Construction activities are underway. Q1 2022 - CMCG announced plans to construct a data center in Weinan, Shaanxi. | Information Unavailable |  | Not Funded / Unconfirmed | Public | China Mobile Communications Group Co., Ltd
509649 | 509649 | 2026-03-09 11:09 | X5 Retail – Moscow Data Centre 10MW – Moscow | X5 Retail – Moscow Data Centre 10MW – Moscow | https://construction.globaldata.com/Projects/Overview/509649 | Execution | Parent | 25 | 2024 Q3 | 2025 Q2 | 2026 Q3 | Europe | Russia | Moscow | Moscow |  |  | Commercial & Leisure | Data Center | Data Center |  |  | New | Onshore | X5 is building a data center in Moscow Region, Russia. The project involves the construction of a tier-III data center with a capacity of 10MW on a 6,000m2 area, IT racks, server rooms, an administrative building and parking facilities, and the installation of mechanical equipment, power facilities, cooling, safety, and security systems. Free Technologies Engineering has been appointed as the design and build contractor. | 55.7522 | 37.6156 | The project involves the construction of a tier-III data center with a capacity of 10MW on a 6,000m2 area in Moscow Region, Russia. The US$25 million project includes the following: 1. Construction of IT racks 2. Construction of server rooms 3. Construction of an administrative building 4. Construction of parking facilities 5. Installation of mechanical equipment 6. Installation of power facilities 7. Installation of cooling systems 8. Installation of safety systems 9. Installation of security systems | Tier 3 Data Center |  |  | March 2026 - Construction activities are underway. June 2025 - Construction activities are underway. April 2025 - Construction activities were commenced on the project. Q3 2024 - X5 announced plans for the construction of a data center in Moscow, Russia. | Project work on Schedule | 1 | Not Funded / Unconfirmed | Private | X5 Retail Group NV | Free Technologies Engineering | Free Technologies Engineering
358159 | 421134 | 2026-03-09 04:24 | MSFT – SYD AZ3 Data Center – New South Wales | MSFT – Australian Data Center Program – Australia | https://construction.globaldata.com/Projects/Overview/358159 | Execution | Parent | 946 | 2020 Q2 | 2023 Q3 | 2026 Q4 | Asia-Pacific | Australia | New South Wales | Sydney | 706-769 Mamre Rd, Kemps Creek. | 2178 | Commercial & Leisure | Data Center | Data Center | Parking Facilities |  | New | Onshore | Microsoft Corp (MSFT) is undertaking the construction of a hyperscale data center at 706-769 Mamre Road, Kemps Creek, New South Wales, Australia. The project involves the construction of a 190MW, 61,000m2 data center with two buildings of two-story each on 14.4ha. It includes the construction of 60 data halls, a substation, a high voltage switch yard, 30 diesel storage tanks, office space, internal access roads, 120 car parking facilities, and the installation of 61 generators and related equipment. Greenbox Architecture Pty Ltd has been appointed as an architect, Willowtree Planning Pty Ltd as an environmental consultant, Arup Pty Ltd as a consulting engineer, A W Edwards Pty Ltd as the builder, Indigital Pty Ltd as a landscape architect, Australian Bushfire Protection Planners Pty Ltd as a bushfire protection assessment consultant, Artefact Heritage Services Pty Ltd as a heritage consultant, Beyond Fire as a fire consultant, Planet Plumbing Pty Ltd as a plumbing sub-contractor, and Habit8 as a landscape architect for the project. The project will be powered by 100% renewable energy, and it will utilize liquid cooling system. Plans are on public exhibition from November 19, 2021, to December 16, 2021. | -33.8347 | 150.7871 | The project involves the construction of a 61,000m2 data center with two buildings of two-story each on 14.4ha at 706-769 Mamre Road, Kemps Creek, New South Wales, Australia. The US$946 million project includes the following: 1. Construction of 60 data halls 2. Construction of a substation 3. Construction of a high-voltage switchyard 4. Construction of 30 diesel storage tanks 5. Construction of office space 6. Construction of internal access roads 7. Construction of 120 car parking facilities 8. Installation of 61 generators 9. Installation of related equipment | Heating, ventilation and air conditioning (HVAC); Hyperscale Data Center | A data center is being built at 706-769 Mamre Road, Kemps Creek within Penrith, an inner-city suburb of Sydney, New South Wales. The project intends to be a hyper-scale data center, also known as "SYD AZ3 Kemps Creek". In 2022, Microsoft bought the land from Frasers and fund manager Altis Property Partners at a raw cost of circa US$121/sqm. It will create 4,575 construction jobs and 300 operational jobs. |  | March 2026 - Construction works are underway. September 2025 - Construction works are underway. June 2024 - Construction activities for building one and preparation works for building two is underway. March 2024 - Preparation works commenced on building two. October 2023 - AW Edwards commenced piling and excavation works to enable crews to lay the building’s foundations. September 2023 - Construction works were commenced. July 2023 - A W Edwards Pty Ltd has been appointed as the contractor. June 2023 - The project received approval and a land acknowledgment ceremony was held. December 2022 - Planning activities are underway. October 2022 - The project is currently being assessed by the NSW Government. November 2021 - Public consultation is currently being held. November 2021 - MSFT submitted planning application to NSW Department of Planning, Industry and Environment. Q2 2020 - MSFT announced plans to build a data center campus at Kemps Creek, Sydney. | Project work on Schedule | 1 | Not Funded / Unconfirmed | Private | Microsoft Corp | A W Edwards Pty Ltd | Greenbox Architecture;Habit8;Indigital Pty Ltd | Artefact Heritage Services Pty Ltd;Arup Pty Ltd;Australian Bushfire Protection Planners Pty Ltd;Beyond Fire;Willowtree Planning Pty Ltd
421134 | 421134 | 2026-03-09 04:22 | MSFT – Australian Data Center Program – Australia | MSFT – Australian Data Center Program – Australia | https://construction.globaldata.com/Projects/Overview/421134 | Execution | Program | 3208 | 2020 Q2 | 2022 Q4 | 2028 Q4 | Asia-Pacific | Australia |  |  |  |  | Commercial & Leisure | Data Center | Data Center |  |  | New | Onshore | Microsoft Corp (MSFT) is undertaking the construction of hyperscale data centers across Australia. The program involves the construction of nine data centers across Canberra, Melbourne, and Sydney. It includes the construction of server rooms, administrative space, distribution rooms, parking, and the installation of related equipment and safety systems. The data centers are being developed in Sydney, with locations including Kemps Creek (AUD1,300 million), Garden Drive, and Seven Hills. In Melbourne, the major projects include the Woods Road data center and the Cawley Road Data center, both situated in Truganina. Additionally, there are plans for expansion in the Canberra region to enhance the existing Azure cloud region established in 2018, along with a new Azure Extended Zone planned for Perth. Kemps Creek Data Center: The project involves the construction of a two-story building over 14.4ha of land with a capacity of 96MW, with potential expansion to 190MW. Construction is scheduled to be completed in 2026. BESIX Watpac has been appointed as the construction contractor for the Garden Drive site, while Kapitol Group will be at Woods Road and Cawley Road, and Taylor Construction and will handle the Seven Hills site. AW Edwards has been appointed as the contractor, along with Aurecon for engineering and environmental services, and Turner & Townsend for project management consulting. In December 2022, Microsoft and the construction partners held the groundbreaking ceremonies at three of the Melbourne datacenter locations: Garden Drive, Cawley Road, and Woods Road. Together with the general contractors, Kapitol Group and BESIX Watpac, and partners, AusNet Services, Aurecon, ERM, and Turner & Townsend, to mark the commencement of construction. Greenbox Architecture Pty Ltd has been appointed as an architect, Willowtree Planning Pty Ltd as an environmental consultant, Arup Pty Ltd as a consulting engineer, A W Edwards Pty Ltd as the builder, Indigital Pty Ltd as a landscape architect, Australian Bushfire Protection Planners Pty Ltd as a bushfire protection assessment consultant, Artefact Heritage Services Pty Ltd as a heritage consultant, Beyond Fire as a fire consultant, Planet Plumbing Pty Ltd as a plumbing sub-contractor, and Habit8 as a landscape architect for the Kemps Creek project. As of May 2023, construction is underway at the Woods Road site, where the structural work for the first building is complete. Interior work is currently progressing at the Cawley Road data center. In December 2023, the first building of the Seven Hills data center on Station Road was completed, while construction of the second building began in July 2023, and the groundwork and site foundations have been completed. As of April 2024, construction is underway at the Woods Road data center, with earthworks completed. Construction is also progressing onsite for Building One of the Kemps Creek data center. In February 2025, the construction of the Garden Drive and Woods Road data centers, including the structure, roofing, façade, internal car park, and walkways, has been completed. Building One is now fully operational. For the Cawley Road data center, the structural work for Building Two is also complete, and construction is currently underway for the Kemp Road data center. In April 2025, the construction works were completed on the Garden Drive Data Center. In June 2025, the construction works were completed on the Cawley Road Data Center and the Woods Road Data Center. In September 2025, construction works are ongoing at the Kemps Creek data center. | -30.4776 | 116.6369 | The program involves the construction of nine data centers across Australia. The US$3,208 million program involves the following: 1. Construction of server rooms 2. Construction of administrative space 3. Construction of distribution rooms 4. Construction of a parking facility 5. Installation of related equipment 6. Installation of safety and security systems | Heating, ventilation and air conditioning (HVAC); Hyperscale Data Center |  |  |  | Project work on Schedule | 1 | Not Funded / Unconfirmed | Private | Microsoft Corp
525563 | 525561 | 2026-03-07 14:07 | QTS Realty – New Albany Data Center Campus: NAL2 – Ohio | QTS Realty – New Albany Data Center Campus – Ohio | https://construction.globaldata.com/Projects/Overview/525563 | Execution | Sub | 300 | 2023 Q1 | 2023 Q4 | 2026 Q4 | North America | United States | Ohio |  | 675 Beech Road SW | OH 43206 | Commercial & Leisure | Data Center | Data Center |  |  | New | Onshore | QTS is undertaking the construction of a colocation data center at 785 Beech Road SW in New Albany, Ohio, the US. The project involves the construction of a 56,921m2 data center campus with a consumption capacity of 78MW on 14.9ha of land. It includes the construction of a 29,747m2 and 27,174m2 two data centers with data halls, meet-me rooms, server rooms, a substation, a parking facility and the installation of safety and security systems. It is equipped with reliable uninterruptible power supply (UPS) units and generators for backup power systems. It also features an advanced cooling system, ensuring optimal performance and efficiency with maximum reliability. Gray Construction has been appointed as the contractor. It is fully designed to meet our Freedom Standard Design. Construction works commenced in October 2023. | 39.9496 | -82.9887 | The project involves the construction of a 56,921m2 data center campus with a consumption capacity of 78MW on 14.9ha of land at 785 Beech Road SW, New Albany, Ohio, the US. The US$300 million project includes the following: 1. Construction of data halls 2. Construction of meet-me rooms 3. Construction of server rooms 4. Construction of a substation 5. Construction of a parking facility 6. Installation of generators and uninterruptible power supply (UPS) units 7. Installation of the cooling system | Heating, ventilation and air conditioning (HVAC); Tier 4 Data Center |  |  | March 2026 - Construction activities are underway. September 2025 - Construction activities are underway. January 2025 - A topping-out ceremony was held. September 2024 - Construction activities are commenced. Q1 2023 - QTS is planning to build a data center in New Albany, Ohio. | Project work on Schedule | 1 | Not Funded / Unconfirmed | Private | QTS Realty Trust LLC | Gray Inc
525562 | 525561 | 2026-03-07 14:05 | QTS Realty – New Albany Data Center Campus: NAL1 – Ohio | QTS Realty – New Albany Data Center Campus – Ohio | https://construction.globaldata.com/Projects/Overview/525562 | Execution | Sub | 600 | 2023 Q1 | 2023 Q4 | 2026 Q4 | North America | United States | Ohio |  | 1235 Beech Rd | OH 43054 | Commercial & Leisure | Data Center | Data Center |  |  | New | Onshore | QTS is undertaking the construction of a colocation data center campus at 675 Beech Road SW in New Albany, Ohio, the US. The project involves the construction of an 82,222m2, two-building data center campus with a consumption capacity of 144MW. It includes data halls, meet-me rooms, server rooms, a substation, a parking facility and the installation of safety and security systems. > First building (QTS NAL1 DC1) is of 41,111m2. > Second building (QTS NAL1 DC2) is of 41,111m2. It is equipped with reliable uninterruptible power supply (UPS) units and generators for backup power systems. It also features an advanced cooling system, ensuring optimal performance and efficiency with maximum reliability. Sheehan Nagle Hartray Architects has been appointed as the architect, and Whiting-Turner Contracting Company as the contractor. It is fully designed to meet our Freedom Standard Design. Construction works commenced in October 2023. | 40.065 | -82.7602 | The project involves the construction of an 82,222m2 data center campus with a consumption capacity of 144MW on 23ha of land at 675 Beech Road SW, New Albany, Ohio, the US. The US$600 million project includes the following: 1. Construction of data halls 2. Construction of meet-me rooms 3. Construction of server rooms 4. Construction of a substation 5. Construction of a parking facility 6. Installation of generators and uninterruptible power supply (UPS) units 7. Installation of the cooling system | Colocation Data Center; Heating, ventilation and air conditioning (HVAC) |  |  | March 2026 - Construction activities are underway. September 2025 - Construction activities are underway. October 2023 - Construction activities are commenced. Q1 2023 - QTS is planning to build a data center in New Albany, Ohio. | Project work on Schedule | 1 | Not Funded / Unconfirmed | Private | QTS Realty Trust LLC | The Whiting-Turner Contracting Co | Sheehan Nagle Hartray Architects
525561 | 525561 | 2026-03-07 14:03 | QTS Realty – New Albany Data Center Campus – Ohio | QTS Realty – New Albany Data Center Campus – Ohio | https://construction.globaldata.com/Projects/Overview/525561 | Execution | Parent | 1500 | 2023 Q1 | 2023 Q4 | 2029 Q4 | North America | United States | Ohio |  | 675 Beech Road SW | 43054 | Commercial & Leisure | Data Center | Data Center |  |  | New | Onshore | QTS is undertaking the construction of a colocation data center campus in New Albany, Ohio, the US. The project involves the construction of a 139,143m2, four-building data center campus with a consumption capacity of 222MW. It includes the construction of data halls, meet-me rooms, server rooms, a substation, a parking facility and the installation of safety and security systems. > First building (QTS NAL1 DC1) is of 41,111m2. > Second building (QTS NAL1 DC2) is of 41,111m2. > Third building (QTS NAL2 DC1) is of 29,747m2. > Fourth building (QTS NAL2 DC2) is of 27,174m2. Sheehan Nagle Hartray Architects has been appointed as an architect for the first and second buildings, and Whiting-Turner Contracting Company as a contractor for the first and second buildings. Grey Construction have been appointed for the third and fourth buildings. It is equipped with reliable uninterruptible power supply (UPS) units and generators for backup power systems. It also features an advanced cooling system, ensuring optimal performance and efficiency with maximum reliability. It is fully designed to meet our Freedom Standard Design. In January 2025, a topping-out ceremony was held on the NAL2 campus. Construction works commenced in October 2023. | 40.0527 | -82.7564 | The project involves the construction of a 139,143m2, four-building data center campus with a consumption capacity of 222MW at Beech Road, New Albany, Ohio, the US. The US$1,500 million project includes the following: 1. Construction of data halls 2. Construction of meet-me rooms 3. Construction of server rooms 4. Construction of a substation 5. Construction of a parking facility 6. Installation of generators and uninterruptible power supply (UPS) units 7. Installation of the cooling system 8. Installation of safety and security systems | Colocation Data Center; Heating, ventilation and air conditioning (HVAC) |  |  | March 2026 - Construction activities are underway. September 2025 - Construction activities are underway. January 2025 - A topping-out ceremony was held on the NAL2 data center. Q4 2023 - Construction works are commenced. Q1 2023 - QTS is planning to build a data center in New Albany, Ohio. | Project work on Schedule | 1 | Not Funded / Unconfirmed | Private | QTS Realty Trust LLC | Gray Inc;The Whiting-Turner Contracting Co | Sheehan Nagle Hartray Architects
468906 | 468906 | 2026-03-07 06:56 | Revolve Labs – Glencoe Data Center – Minnesota | Revolve Labs – Glencoe Data Center – Minnesota | https://construction.globaldata.com/Projects/Overview/468906 | Planning | Parent | 60 | 2024 Q3 | 2027 Q1 | 2028 Q4 | North America | United States | Minnesota |  |  |  | Commercial & Leisure | Data Center | Data Center |  | Low | New | Onshore | Revolve Labs is planning to build a hyperscale data center campus in Glencoe, Minnesota, the US. The project involves the construction of a data center campus on 2.5ha of land. It includes the construction of a power substation, server rooms, control rooms, an administrative unit, office space, break rooms and sleep rooms, and the installation of cooling systems, backup generators, equipment, and safety and security systems. The project is developed in phases. The first phase involves the construction of a 20MW data center. The facility will be powered by renewable energy. | 44.769 | -94.1519 | The project involves the construction of a data center campus on 2.5ha of land in Glencoe, Minnesota, the US. The US$60 million project includes the following: 1. Construction of a power substation 2. Construction of server rooms 3. Construction of control rooms 4. Construction of office space 5. Construction of break rooms 6. Construction of an administrative unit 7. Installation of cooling systems 8. Installation of backup generators 9. Installation of equipment 10. Installation of safety and security systems | Heating, ventilation and air conditioning (HVAC); Hyperscale Data Center |  |  | March 2026 - Planning activities are underway. August 2025 - Planning activities are underway. October 2024 - Planning activities are underway. September 2024 - Revolve Labs announced plans to build a data center in Glencoe. | No Major Development | 0 | Not Funded / Unconfirmed | Private | Revolve Labs
328743 | 328743 | 2026-03-07 04:55 | Blackstone Group/ Digital Realty – Digital Dulles Data Center Campus – Virginia | Blackstone Group/ Digital Realty – Digital Dulles Data Center Campus – Virginia | https://construction.globaldata.com/Projects/Overview/328743 | Execution | Parent | 2000 | 2018 Q4 | 2021 Q4 | 2028 Q4 | North America | United States | Virginia | Sterling | southeast of the intersection of Old Ox Road (Route 606) and Beaver Meadow Road (Route 614) in Loudoun County | 20166 | Commercial & Leisure | Data Center | Data Center |  |  | New | Onshore | Digital Western Lands, LLC an affiliate of Digital Realty Trust Inc. (Digital Realty) in a joint venture with Blackstone Inc. is planning to build a colocation data center campus in Sterling, Virginia, the US. The project involves the construction of a two-storey 696,772m2 data center campus on 172ha of land. It includes the construction of a 48,681.19m2 data center building, six 59,922m2 data center buildings, four 71,163m2 data center buildings, server rooms, control rooms, and office space, and the installation of equipment and safety and security systems. Wetland Studies and Solutions, Inc. has been appointed as an environmental consultant. Construction works on the first building completed in the fourth quarter of 2023. In January 2026, Digital Realty has submitted an application with the U.S. Army Corps of Engineers Norfolk District requesting to modify an existing permit to allow for the construction of two additional data center buildings, relocation and expansion of two substations, expansion of an overhead electrical transmission easement, and updates to stormwater management facilities. | 38.9656 | -77.4935 | The project involves the construction of a two-storey 696,772m2 data center campus on 172ha of land located southeast of the intersection of Old Ox Road (Route 606) and Beaver Meadow Road (Route 614) in Loudoun County, Virginia, the US. The US$2,000 million project includes the following: 1. Construction of a 48,681m2 data center building 2. Construction of six 59,922m2 data center buildings 3. Construction of four 71,163m2 data center buildings 4. Construction of server rooms 5. Construction of control rooms 6. Construction of an office space 7. Installation of equipment 8. Installation of safety and security systems | Colocation Data Center; Heating, ventilation and air conditioning (HVAC) | The Western Lands comprise nine parcels bounded by Beaver Meadow Road to the north, Route 606 to the west, West Perimeter Road to the south and airport land to the east. Digital Realty bought the bulk of that assemblage from the Metropolitan Washington Airports Authority for US$236.5 million in 2018. It bought three additional, smaller parcels along Beaver Meadow Road for about US$23 million in 2021. |  | March 2026 - A public consultation underway requesting comments for the expansion plans. January 2026 - Digital Realty has submitted an application with the U.S. Army Corps of Engineers Norfolk District to expand the campus. June 2024 - Planning activities are underway. December 2023 - Construction work completed on the first data center building. October 2021 - Planning activities are underway. June 2021 - Planning activities are underway. August 2020 - DR has submitted plans for the environmental permit to the Army Corps of Engineers, Norfolk District. Q4 2018 - DR announced plans to construct a data center campus at Northern Virginia. | No Major Development | 0 | Not Funded / Unconfirmed | Private | Blackstone Inc;Digital Realty Trust Inc |  |  | Wetland Studies and Solutions, Inc.
537951 | 537951 | 2026-03-06 18:32 | Natelli Inv – New Hill Digital Data Center Campus – North Carolina | Natelli Inv – New Hill Digital Data Center Campus – North Carolina | https://construction.globaldata.com/Projects/Overview/537951 | Cancelled | Parent | 500 | 2025 Q1 | Awaiting Confirmation | 2026 Q1 | North America | United States | North Carolina | Apex | Shearon Harris Road | 27562 | Commercial & Leisure | Data Center | Data Center |  |  | New | Onshore | Natelli Investments LLC, a subsidiary of Natelli Communities, had planned to undertake the construction of a colocation data center campus in Apex, Wake County, North Carolina, the US. The project involved the construction of a Four 18,580m2 data centers with a consumption capacity of 250MW on 36ha of land. It included the construction of data halls, meet-me rooms, server rooms, a substation, a parking facility and the installation of safety and security systems. It is equipped with reliable uninterruptible power supply (UPS) units and generators for backup power systems. It also features an advanced cooling system, ensuring optimal performance and efficiency with maximum reliability. The facility draws power from Duke Energy’s grid. | 35.7326 | -78.8503 | The project involved the construction of a Four 18,580m2 data centers with a consumption capacity of 250MW on 36ha of land in Wake County, North Carolina, the US. The US$500 million project included the following: 1. Construction of data halls 2. Construction of meet-me rooms 3. Construction of server rooms 4. Construction of a substation 5. Construction of a parking facility 6. Installation of generators and uninterruptible power supply (UPS) units 7. Installation of the cooling system 8. Installation of safety and security systems | Colocation Data Center; Heating, ventilation and air conditioning (HVAC) |  |  | March 2026 - The project has been cancelled as the developer withdrawn the plans. September 2025 - The project plans are being opposed by the Local residents. September 2025 - Natelli Investments LLC has submitted to the Town of Apex for annexation and rezoning approvals. Q1 2025 - Natelli Investments LLC announced plans to build a data center in Apex. | Project has been Cancelled | -5 | Not Funded / Unconfirmed | Private | Natelli Investments LLC
491255 | 491255 | 2026-03-06 17:31 | ODATA – Tenjo DC BG03 Data Center – Cundinamarca | ODATA – Tenjo DC BG03 Data Center – Cundinamarca | https://construction.globaldata.com/Projects/Overview/491255 | Execution | Parent | 1069 | 2024 Q2 | 2024 Q4 | 2026 Q4 | South and Central America | Colombia | Cundinamarca |  |  |  | Commercial & Leisure | Data Center | Data Center |  |  | New | Onshore | ODATA, a subsidiary of an Aligned Data Centers company, in partnership with Zona Franca Metropolitana is constructing the DC BGO3 Data Center at Zona Franca Metropolitana, in Tenjo City, Cundinamarca Department, Colombia. The project involves the construction of a 120MW capacity new data center on 17ha. It includes the construction of server rooms, meeting rooms, an administrative space, parking facilities, the installation of equipment and cooling systems, and safety and security systems. Zona Franca Metropolitana SA will be responsible for the construction work. DC BG03 will be the first data center in Colombia to be directly connected to the local power transmission system that allowing ODATA customers greater scalability and energy stability to support the development of their digital infrastructure. The data center has been designed to cool high power densities of up to 50kW per rack in the same row, allowing ODATA's data centers to maximize space utilization and save energy. The project will feature ODATA's latest innovation, the Delta Cube (Delta³), an air-cooling technology developed and patented by Aligned Data Centers, ODATA's parent company. The project is scheduled to be completed by the second half of 2026. | 4.8275 | -74.153 | The project involves the construction of a 120MW capacity data center on 17ha at Zona Franca Metropolitana, in Tenjo City, Cundinamarca Department, Colombia. The US$1,069 million project includes the following: 1. Construction of server rooms 2. Construction of meeting rooms 3. Construction of an administrative space 4. Construction of parking facilities 5. Installation of related equipment 6. Installation of an air-cooling system that supports up to 50kW per rack 7. Installation of liquid cooling systems 8. | Heating, ventilation and air conditioning (HVAC); Hyperscale Data Center |  |  | March 2026 - Construction work is going on. March 2025 - Construction activities are underway. October 2024 - Construction started. Q2 2024 - ODATA a subsidiary of an Aligned Data Centers has announced plans to construct a data center in Cundinamarca Department, Colombia. | Project work on Schedule | 1 | Not Funded / Unconfirmed | Private | Odata Brasil SA.
349958 | 349958 | 2026-03-06 17:08 | Web Werks India – Bangalore BLR-1 Data Center – Karnataka | Web Werks India – Bangalore BLR-1 Data Center – Karnataka | https://construction.globaldata.com/Projects/Overview/349958 | Construction Complete | Parent | 100 | 2021 Q1 | 2021 Q3 | 2023 Q1 | Asia-Pacific | India | Karnataka | Bengaluru | 564, Pattandura Agrahara Main Road, Whitefield | 560048 | Commercial & Leisure | Data Center | Data Center |  |  | New | Onshore | Web Werks India Pvt Ltd (WWI), a 100 percent owned part of Iron Mountain Data Centers has undertaken the construction of a Tier III colocation data center in Whitefield, Bengaluru, Karnataka, India. The project involved the construction of a two-storey 8,000m2 data center with a capacity of 4MW. It included the construction of five data halls with 1,358 racks, a utility power substation, meeting rooms, office space, storage facilities, parking facilities, the installation of cooling systems, safety and security systems. The facility draws power from the utility grid. It utilises chilled water (CHW) system for cooling with redundancy level of N+2 in the server hall and N+1 in other areas. It will have a dual N+N UPS and diesel generators for power backup. The data center supports high-density applications and artificial intelligence (AI) workloads. Construction works have been completed in January 2023. | 12.9698 | 77.75 | The project involved the construction of a two-storey 8,000m2 data center with a capacity of 4MW on 1ha of land located at 564, Pattandura Agrahara Main Road, Whitefield, Bengaluru, Karnataka, India. The US$100 million project included the following: 1. Construction of five data halls with 1,358 racks 2. Construction of a utility power substation 3. Construction of meeting rooms 4. Construction of office space 5. Construction of storage facilities 6. Construction of parking facilities 7. Installation of cooling systems 8. Installation of safety and security systems | Colocation Data Center; Heating, ventilation and air conditioning (HVAC); Tier 3 Data Center |  |  | January 2023 - Construction work is completed. September 2021 - Construction works commenced. Q1 2021 - Web Werks India Pvt Ltd announced plans to build a data center in Bengaluru. | Construction Completed | 5 | Not Funded / Unconfirmed | Private | Web Werks India Pvt Ltd
352695 | 352695 | 2026-03-06 17:08 | Web Werks India – Hyderabad HYD-1 Data Centre – Telangana | Web Werks India – Hyderabad HYD-1 Data Centre – Telangana | https://construction.globaldata.com/Projects/Overview/352695 | Construction Complete | Parent | 100 | 2020 Q1 | 2021 Q3 | 2023 Q1 | Asia-Pacific | India | Telangana | Hyderabad | No. 185, Masidbanda Village, Kondapur | 500084 | Commercial & Leisure | Data Center | Data Center |  |  | New | Onshore | Web Werks India Pvt Ltd (WWI), a 100 percent owned part of Iron Mountain Data Centers has undertaken the construction of a Tier III colocation data center in Kondapur, Hyderabad, Telangana, India. The project involved the construction of a two-storey 11,100m2 data center with a consumption capacity of 5.5MW in the first phase. It included the construction of eight data halls with 995 racks, a utility power substation, meeting rooms, office space, storage facilities, parking facilities, the installation of cooling systems, safety and security systems. The facility draws power from the utility grid. It utilises chilled water (CHW) system for cooling with redundancy level of N+2 in the server hall and N+1 in other areas. It will have a dual N+N UPS and diesel generators for power backup. The data center supports high-density applications and artificial intelligence (AI) workloads. Construction works have been completed in January 2023. | 17.384 | 78.4564 | The project involved the construction of a two-storey 11,100m2 data center with a consumption capacity of 5.5MW on 1ha of land located at No. 185, Masidbanda Village, Kondapur, Telangana, Hyderabad, India Hyderabad, Telangana, India. The US$100 million project included the following: 1. Construction of eight data halls with 995 racks 2. Construction of a utility power substation 3. Construction of meeting rooms 4. Construction of office space 5. Construction of storage facilities 6. Construction of parking facilities 7. Installation of cooling systems 8. Installation of safety and security systems | Colocation Data Center; Tier 3 Data Center |  |  | January 2023 - Construction work is completed. September 2021 - Construction works commenced. August 2021 - Planning activities are underway. Q1 2020 - WWI announced plans to build a data center in Hyderabad. | Construction Completed | 5 | Not Funded / Unconfirmed | Private | Web Werks India Pvt Ltd
170047 | 170047 | 2026-03-06 15:01 | AOC/ County Prop – Queensway Park Data Center – Fife | AOC/ County Prop – Queensway Park Data Center – Fife | https://construction.globaldata.com/Projects/Overview/170047 | On Hold | Parent | 211 | 2014 Q2 | 2018 Q2 |  | Europe | United Kingdom | Fife | Glenrothes | Tullis Russell Paper Mill | KY7 6PB | Commercial & Leisure | Data Center | Data Center | Office Buildings |  | New | Onshore | Queensway Park Data Centres Ltd (QPDC), a joint venture company of AOC Group (AOCG) and County Properties Group (CPG), is constructing the Queensway Data Center project in Scotland, the UK. The project involves the construction of a data center complex on 95,000m2 area of 2.32ha of land. It includes the construction of server rooms, meeting rooms, administrative space, cafeteria, and the installation of highly efficient cooling systems that will help achieve our target PUE rating of 1.15 or below, Safety systems and security alarms. The first phase includes the construction of a 69,677m2 grade A office space and four data halls built around core infrastructure including the commissioning halls on a 13,935m2. This first phase will offer space for 1000 racks. The campus will be powered by a dedicated connection to the nearby 40MW RWE renewable energy facility, with multiple routes to primary distribution equipment and separate pathways to two transformers for each building, backup connections to the national grid, and sufficient COP generators to ensure no single point of failure. Skanska UK Plc has been appointed as a construction contractor, Fouin + Bell Architects Ltd as an architect, D.A.M. Geotechnical Services as a geotechnical consultant, Envirocheck as the environmental consultant, and Goodson Associates as the lead consultant. AOCG submitted a planning application to the Fife Council in April 2014 and obtained approvals for the first phase in April 2017. In January 2016, demolition works on the existing Tullis Russell paper mill commenced and in May 2018, construction work on the first phase commenced. | 56.1969 | -3.1603 | The project involves the construction of a data center complex on 95,000m2 area on 2.32ha of land in Fife, Scotland, the UK. The US$211 million project includes the following: 1. Construction of 69,677m2 grade A office space and four data halls under the first phase 2. Construction of four data halls 3. Construction of grade-A office accommodation and commissioning halls 4. Construction of server rooms 5. Construction of meeting rooms 6. Construction of administrative space 7. Installation of elevators 8. Installation of safety systems and security alarms | BREEAM; Business Park/Business District; Colocation Data Center; Grade-A Office; Heating, ventilation and air conditioning (HVAC); Potential E&E |  | www.qpdc.co.uk | March 2026 - We have not been able to obtain further updates on this project. We have retained the same project stage and amended the key dates accordingly. We will update the profile as soon as we obtain any new information. August 21, 2025 - We have not been able to obtain further updates on this project. We have retained the same project stage and amended the key dates accordingly. We will update the profile as soon as we obtain any new information. September 17, 2024 - We have not been able to obtain further updates on this project. We have retained the same project stage and amended the key dates accordingly. We will update the profile as soon as we obtain any new information. September 2023 - The project continues to be on hold. November 2022 - The project is put on hold. May 2022 - Construction works are underway. July 2021 - Construction work is underway. January 2021 - Construction work is underway. August 2020 - Construction work is underway. January 2020 - Construction work on the first phase is underway. June 2019 - Construction work on the first phase is underway. August 2018 - Construction work on the first phase was underway. May 2018 - Construction work on the first phase commenced January 2018 - Pre-construction activities underway. October 2017 - Demolition works are underway. May 2017 - Demolition works are underway. Q4 2016 - Demolition works are underway. Q2 2016 - Demolition works are underway. Q1 2016 - Demolition works underway. Q1 2016 - Demolition works commenced. Q4 2015 - Detailed design works underway. September 2015 - Skanska UK Plc appointed as the construction contractor. Q3 2015 - Design activities underway. Q2 2015 - Planning permission obtained for first phase. June 2014 - AOCG announced plans to build Queensway Data Center project. Q2 2014 - AOCG submitted a planning application to the Fife Council. | Information Unavailable |  | Not Funded / Unconfirmed | Private | AOC Group;County Properties Group Ltd | Skanska UK Plc | Fouin + Bell Architects Ltd | D.A.M. Geotechnical Services Ltd;Envirocheck;Goodson Associates Ltd
445463 | 445463 | 2026-03-06 14:59 | Amazon – Sherco Data Center – Minnesota | Amazon – Sherco Data Center – Minnesota | https://construction.globaldata.com/Projects/Overview/445463 | On Hold | Parent | 1000 | 2022 Q2 | Awaiting Confirmation |  | North America | United States | Minnesota |  | Sherco site | 55308 | Commercial & Leisure | Data Center | Data Center |  |  | New | Onshore | Amazon is planning to construct a hyperscale data center in Minnesota, the US. The project involves the construction of a data center on 140.83ha of land. It includes the construction of server rooms, meeting rooms, office spaces and parking facilities, and the installation of safety and security systems. In April 2024, Elk River Technologies LLC bought the site from Xcel Energy (Xcel) for US$7.7 million. In 2024, Amazon bought the site from Elk River Technologies LLC for US$73.5 million. In February 2026, the project is still continuing on hold. | 45.38 | -93.8875 | The project involves the construction of a hyperscale data center on 140.83ha of land in Becker, Minnesota, the US. The US$1,000 million project includes the following: 1. Construction of server rooms 2. Construction of meeting rooms 3. Construction of office spaces 4. Construction of parking facilities 5. Installation of safety and security systems | Heating, ventilation and air conditioning (HVAC); Hyperscale Data Center |  |  | March 2026 - The project is still on hold. September 2025 - The project continuous to be on hold. May 2025 - The project is put on hold. September 2024 - Planning activities are underway. April 2024 - Elk River Technologies is the new owner. March 2023 - Minnesota PUC approved the sale of land to Elk River Tech. September 2022 - Xcel filed a petition with the Minnesota Public Utilities Commission (PUC) to sell land to Elk River Tech for the construction of the data center. Q2 2022 - Xcel announced plans for the construction of a data center at its Sherco site in Becker, Minnesota. | Project Put on Hold | -4 | Not Funded / Unconfirmed | Private | Amazon.com Inc
168357 | 168357 | 2026-03-06 14:53 | Allied Properties REIT/ Westbank Corp – Union Center Office Tower – Ontario | Allied Properties REIT/ Westbank Corp – Union Center Office Tower – Ontario | https://construction.globaldata.com/Projects/Overview/168357 | On Hold | Parent | 200 | 2014 Q1 | Awaiting Confirmation |  | North America | Canada | Ontario | Toronto | 171 Front Street West | M5J 1G2 | Commercial & Leisure | Office Buildings | Office Buildings | Data Center; Other Retail Buildings; Parking Facilities |  | Redevelopment | Onshore | Allied Properties Real Estate Investment Trust (AP.UN) and Westbank Corp (WC) are planning to undertake the construction of an office building in Toronto, Ontario, Canada. The project involves the construction of a 298m high, 157,935m2, 54-story office building. It includes the construction of 2,716m2 of retail space, the SkyWalk to the south, meeting rooms, conference facilities, an elevated walkway, a cafeteria and three-level underground parking garage and 98 vehicular parking spaces and 443 bicycle parking spaces, and the installation of safety systems and 30 elevators. The 48th floor of the tower will contain an 18.28m (60ft) high atrium namely the Sky room. Sweeny & Co Architects Inc, Adamson Associates Architects, Kramer Design Associates Limited and Bjarke Ingels Group are appointed as architects, Public Work and Bjarke Ingels Group as landscape architects and the Mitchell Partnership Inc as a consulting engineer. In September 2014, AP.UN secured approval from the Toronto City Council and a design review meeting were held with the Toronto Design Review Panel in September 2019. In January 2022, the project was conditionally ratified by the Ontario Land Tribunal (OLT) which allows the building to rise up to 2m higher if the plans were to require tweaking. | 43.6447 | -79.3847 | The project involves the construction of a 298m high, 157,935m2, 54-story office building at 171 Front Street west in Toronto, Ontario, Canada. The US$200 million project includes the following: 1. Construction of meeting rooms 2. Construction of conference facilities 3. Construction of the SkyWalk 4. Construction of 2,722m2 of retail space 5. Construction of a lobby 6. Construction of three-level underground parking garage and 98 vehicular parking spaces and 443 bicycle parking spaces 7. Construction of an elevated walkway 8. Installation of safety systems and 30 elevators | Elevator; Underground Parking | An office tower is proposed for construction at 171 Front Street west, west of Union Station between York and Simcoe Streets, Toronto. The project aims to meet the high demand for office facilities in the region based on the lease agreements. The project is part of Allied Properties Real Estate Investment Trust (AP.UN) development on the west side of downtown Toronto with good access to a large public plaza and forecourt. REIT acquired the project site in 2009 and received approvals from the municipal council for a 69,677m2 tower in 2009 but REIT has requested to submit a new application to the City for additional density. The office tower will connect directly to Union Station via the Skywalk. In the fourth quarter of 2009, AP.UN acquired 0.99ha of land between York and Simcoe Streets. |  | March 06, 2026 - We have not been able to obtain further updates on this project. We have retained the same project stage and amended the key dates accordingly. We will update the profile as soon as we obtain any new information. July 02, 2025 - We have not been able to obtain further updates on this project. We have retained the same project stage and amended the key dates accordingly. We will update the profile as soon as we obtain any new information. July 2024 - The project was put on hold. October 2023 - Design activities are underway. February 2023 - Design activities are underway. March 2022 - AP.UN and WC are in the process of selecting tenants. January 2022 - The project was conditionally ratified by the OLT to increase the height up to 2m. October 2020 - Design activities are underway. September 2019 - Design review meeting was held with the Toronto Design Review Panel. February 2019 - AP.UN and WC are in the process of selecting anchor tenants. April 2018 - AP.UN and WC are in the process of selecting anchor tenants. Q3 2017 - Design works are underway. Q3 2016 - Design works are underway. August 2015 - Design activities are underway. September 2014 - AP.UN and WC secured zoning approval from Toronto City Council. Q1 2014 - AP.UN and WC announced plans to construct an office tower in Toronto. | Information Unavailable |  | Not Funded / Unconfirmed | Private | Allied Properties Real Estate Investment Trust;Westbank Corp |  | Adamson Associates Architects;Bjarke Ingels Group;Kramer Design Associates Ltd;Public Work;Sweeny &Co Architects Inc | The Mitchell Partnership Inc
553771 | 553771 | 2026-03-06 14:53 | META – Project Splitrock Data Center – Michigan | META – Project Splitrock Data Center – Michigan | https://construction.globaldata.com/Projects/Overview/553771 | Cancelled | Parent | 1000 | 2025 Q3 | Awaiting Confirmation | 2025 Q4 | North America | United States | Michigan |  | 5519 Grand River Ave, Fowlerville, Howell Township | 48836 | Commercial & Leisure | Data Center | Data Center |  |  | New | Onshore | Meta Platforms Inc is planning to undertake the construction of a hyperscale data center campus in the south of Grand River Avenue in Howell Township, Michigan, the US. The project involves the construction of a data center campus on 404.6ha of land. It includes the construction of data halls, office space, meet-me rooms, a break area and parking spaces, and installation of racks and safety and security systems. The facility draws power from a utility grid and will utilize a dry cooling system. In December 2025, the project has been cancelled as the developer has withdrawn its plans. | 42.6583 | -84.0244 | The project involves the construction of a data center campus on 404.6ha of land in the south of Grand River Avenue in Howell Township, Michigan, the US. The US$1,000 million project includes the following: 1. Construction of data halls 2. Construction of meet-me rooms 3. Construction of break area 4. Construction of office space 5. Construction of parking spaces 6. Installation of safety and security systems | Hyperscale Data Center |  | https://howelldatacenter.com/about | December 2025 - The project has been cancelled as the developer has withdrawn its plans. December 2025 - The project is in the early stages of planning. September 2025 - Meta Platforms announced plans to build a data center in the US. | Project has been Cancelled | -5 | Not Funded / Unconfirmed | Private | Meta Platforms Inc |  | Stantec Architecture Ltd
453279 | 453279 | 2026-03-06 14:36 | JK Land – Ashburn Road Data Center – Virginia | JK Land – Ashburn Road Data Center – Virginia | https://construction.globaldata.com/Projects/Overview/453279 | Planning | Parent | 100 | 2024 Q1 | 2026 Q4 | 2028 Q3 | North America | United States | Virginia | Ashburn | 19886 Ashburn Road |  | Commercial & Leisure | Data Center | Data Center |  | Low | New | Onshore | JK Land Holdings LLC is planning to construct a data center in Ashburn, Virginia, the US. The project involves the construction of a 33,445m2, two-story data center on 10ha of land. It includes the construction of a server room, meeting rooms, administrative space, and parking facilities, the installation of generators, equipment, and cooling systems, and safety and security systems. JK Land Holdings purchased the land for US$60 million from Finmarc Management. | 39.0666 | -77.4789 | The project involves the construction of a 33,445m2, two-story data center on 10ha of land in Ashburn, Virginia, the US. The US$100 million project includes the following: 1. Construction of a server room 2. Construction of meeting rooms 3. Construction of administrative space 4. Construction of parking facilities 5. Installation of generators 6. Installation of equipment and cooling systems 7. Installation of safety and security systems | Heating, ventilation and air conditioning (HVAC) |  |  | March 06, 2026 - We have not been able to obtain further updates on this project. We have retained the same project stage and amended the key dates accordingly. We will update the profile as soon as we obtain any new information. August 2025 - Planning activities are underway. August 2024 - JK Land purchased the site. March 2024 - JK Land announced plans to build a data center in Ashburn. | Information Unavailable |  | Not Funded / Unconfirmed | Private | JK Land Holdings LLC
525028 | 525028 | 2026-03-06 14:21 | NTT DATA – NTT Milan Data Center Campus – Lombardy | NTT DATA – NTT Milan Data Center Campus – Lombardy | https://construction.globaldata.com/Projects/Overview/525028 | Planning | Parent | 1487 | 2025 Q1 | 2027 Q1 | 2029 Q4 | Europe | Italy | Lombardy | Milan |  |  | Commercial & Leisure | Data Center | Data Center |  | Low | New | Onshore | NTT DATA Group Corp is planning to build a hyperscale data center in Milan, Lombardy, Italy. The project involves the construction of a data center campus with a consumption capacity of 128MW on 21.4ha of land. It includes data halls, a substation, racks, system rooms, break rooms, computer rooms, meet-me rooms, server rooms, and parking spaces, and the installation of safety and security systems. The facility is designed to support hyperscale cloud services and AI-driven workloads, aligning with the growing demand for high-performance digital infrastructure in the region. It incorporates advanced cooling technologies and energy-efficient designs to optimize performance while minimizing environmental impact. In May 2025, NTT acquired land for the development. | 45.4577 | 9.1212 | The project involves the construction of a data center campus with a consumption capacity of 128MW on 21.4ha of land in Milan, Lombardy, Italy. The US$1,487 million project includes the following: 1. Construction of data halls 2. Construction of substation 3. Construction of system rooms 4. Construction of break rooms 5. Construction of server rooms 6. Construction of a substation 7. Construction of meet-me rooms 8. Construction of parking spaces 9. Installation of UPS/generators 10. Installation of safety and security systems | Heating, ventilation and air conditioning (HVAC); Hyperscale Data Center |  |  | March 2026 - Planning activities are underway. August 2025 - Planning activities are underway. May 2025 - Planning activities are underway. Q1 2025 - NTT Data announced plans to build a data center in Milan. | No Major Development | 0 | Not Funded / Unconfirmed | Private | NTT DATA Group Corp
525511 | 525511 | 2026-03-06 14:09 | NorthC Group – Aalsmeer Data Center Expansion – North Holland | NorthC Group – Aalsmeer Data Center Expansion – North Holland | https://construction.globaldata.com/Projects/Overview/525511 | Execution | Parent | 25 | 2024 Q2 | 2025 Q1 | 2026 Q4 | Europe | Netherlands | North Holland | Aalsmeer |  |  | Commercial & Leisure | Data Center | Data Center |  |  | Expansion | Onshore | NorthC is undertaking the expansion of a data center in Aalsmeer, Netherlands. The project involves the construction of a data center with a consumption capacity of 4.5MW. It involved the construction of data halls, server rooms, an administrative space, parking facilities, and the installation of equipment, safety and security systems. Construction works commenced in February 2025. | 52.2598 | 4.7734 | The project involves the construction of a data center with a consumption capacity of 4.5MW in Aalsmeer, Netherlands. The US$25 million project includes the following: 1. Construction of data halls 2. Construtcion of server rooms 3. Construction of an administrative space 4. Construction of parking facilities 5. Installation of equipment 6. Installation of safety and security systems | Colocation Data Center |  |  | August 2025 - Construction activities are underway. February 2025 - Construction commenced. Q2 2024 - NorthC announced plans for the construction of a data center in Aalsmeer. | Project work on Schedule | 1 | Not Funded / Unconfirmed | Private | NorthC Group BV
507155 | 507155 | 2026-03-06 13:29 | Polarnode – Honkaluoto Data Center – Satakunta | Polarnode – Honkaluoto Data Center – Satakunta | https://construction.globaldata.com/Projects/Overview/507155 | Planning | Parent | 1140 | 2025 Q1 | 2027 Q1 | 2030 Q2 | Europe | Finland | Satakunta | Pori | Honkaluoto area | 28430 | Commercial & Leisure | Data Center | Data Center |  | Low | New | Onshore | Polarnode Oy is planning to construct a hyperscale data center in the Honkaluoto area, Pori, Finland. The project involves the construction of a data center with a capacity of 100MW on 26ha of land. It includes server rooms, meeting rooms, administrative spaces, parking spaces, and the installation of equipment, cooling systems, and safety and security systems. The facility draws power from the utility grid. A final investment decision is expected to be achieved in 2026. | 61.499 | 21.8679 | The project involves the construction of a data center with a capacity of 100MW on 26ha of land in the Honkaluoto area, Pori, Finland. The US$1,140 million project includes the following: 1. Construction of server rooms 2. Construction of meeting rooms 3. Construction of administrative spaces 4. Construction of parking spaces 5. Installation of equipment 6. Installation of cooling systems 7. Installation of safety and security systems | Heating, ventilation and air conditioning (HVAC); Hyperscale Data Center |  |  | March 2026 - Planning activities are underway. June 09, 2025 - Pori City Council has ratified a cooperation agreement to reserve an area for the project development. May 2025 - Polarnode is finalizing a land reservation agreement with the Pori City Council. Q1 2025 - Polarnode announced plans to construct a data center in Honkaluoto area owned by the City of Pori. | No Major Development | 0 | Not Funded / Unconfirmed | Private | Polarnode Oy
411032 | 411032 | 2026-03-06 13:20 | Cirion Tech – Cirion Lim2 Data Center – Lima Province | Cirion Tech – Cirion Lim2 Data Center – Lima Province | https://construction.globaldata.com/Projects/Overview/411032 | Construction Complete | Parent | 28 | 2023 Q1 | 2023 Q2 | 2026 Q1 | South and Central America | Peru | Lima Province |  |  |  | Commercial & Leisure | Data Center | Data Center |  |  | New | Onshore | Cirion Technologies Chile SA constructed the Cirion Data Center in Lurín, Lima Province, Peru. The project involves the construction of a 12,000m2 floor area data center with a power consumption capacity of 20MW on a 2.5ha site area, a security room, a warehouse, an access control room, a data room and parking facilities the installation of safety and security systems and 1440 racks. | -12.238 | -76.7839 | The project involved the construction of a data center on a 2.5ha site area in Lurín, Lima Province, Peru. The US$28 million project involves the following: 1. Construction of a 12,000m2 floor area data center with a power consumption capacity of 20MW 2. Construction of a security room 3. Construction of a warehouse 4. Construction of an access control room 5. Construction of a data room 6. Construction of parking facilities 7. Installation of safety and security systems 8. Installation of 1440 racks | Hyperscale Data Center | A data center is being constructed in Lurín, Lima Province. The objective of the project is to delivery the technological data storage services to various companies, both locally and globally. |  | January 2026 - Construction completed. April 2025 - Construction activities are underway. October 2024 - Construction activities are underway. March 2024 - Construction activities are underway. June 2023 - Construction activities are underway. June 2023 - Construction commenced. Q1 2023 - Cirion Technologies announced plans to construct the Cirion Data Center in Lurín, Lima Province, Peru. | Construction Completed | 5 | Not Funded / Unconfirmed | Private | Cirion Technologies Chile SA
560875 | 341182 | 2026-03-06 13:02 | Uniper Tech – MedwayOne Regeneration: Data Center – Kent | Uniper Tech – MedwayOne Regeneration – Kent | https://construction.globaldata.com/Projects/Overview/560875 | Design | Sub | 210 | 2020 Q3 | 2028 Q1 | 2031 Q2 | Europe | United Kingdom | Kent |  | former Kingsnorth power station | ME3 9NQ | Commercial & Leisure | Data Center | Data Center |  | Medium | New | Onshore | Uniper Technologies Ltd (Uniper) is planning to build a data center at the former Kingsnorth power station site in Kent, the UK. The project involves the construction of a 170,000m2 data center with a capacity of 25MW. It includes the construction of data halls, meeting rooms, office space, storage facilities and parking facilities, and the installation of power and cooling systems, safety and security systems. Barton Willmore Holdings Ltd has been appointed as an architect, landscape architect, and planning consultant, Stantec UK Ltd as a planner, SLR Consulting Ltd as a consultant, and Garry Stewart Design Associates Ltd as a design consultant. Public consultations were held in February 2021. | 51.4187 | 0.59836 | The project involves the construction of a 170,000m2 data center with a capacity of 25MW in Kent, the UK. The US$210 million project includes the following: 1. Construction of data halls 2. Construction of meeting rooms 3. Construction of office space 4. Construction of storage facilities 5. Construction of parking facilities 6. Installation of power and cooling systems 7. Installation of safety and security systems |  |  |  | March 2026 - Uniper is looking for interested companies to develop the project. December 2024 - The project received the approvals to increase the data center floor space. October 2024 - The application was submitted to the Medway County Council to increase the data center floor space. March 2024 - The project received the non-material amendment outline planning permission. February 2024 - A non-material amendment was submitted to the Medway County Council. August 17, 2023 - The project received outline approvals from the Medway County Council. July 2022 - The project is awaiting the outline planning approvals. April 06, 2021 - Uniper submitted an outline planning application to the Medway County Council. Q3 2020 - Uniper announced project plans to construct a data center in Hoo Peninsula. | Project work on Schedule | 1 | Not Funded / Unconfirmed | Private | Uniper Technologies Ltd |  | Barton Willmore Holdings Ltd;Garry Stewart Design Associates Ltd | Barton Willmore Holdings Ltd;SLR Consulting Ltd;Stantec UK Ltd
525026 | 525023 | 2026-03-06 12:10 | NTT DATA – NTT Bengaluru 4 Data Center: Phase III – Karnataka | NTT DATA – NTT Bengaluru 4 Data Center Campus – Karnataka | https://construction.globaldata.com/Projects/Overview/525026 | Planning | Sub | 55 | 2024 Q1 | 2027 Q1 | 2028 Q1 | Asia-Pacific | India | Karnataka | Devanhalli | Prestige Tech Cloud | 562110 | Commercial & Leisure | Data Center | Data Center |  | Low | New | Onshore | NTT DATA Group Corp is undertaking the construction of a Tier III colocation data center called "Bengalure 4 (BLR4)" at Prestige Tech Cloud, Devanahalli, Karnataka, India. The project involves the construction of a data center campus with a consumption capacity of 22.4MW. It includes seven data halls, a 220kV LILO GIS substation, racks, system rooms, break rooms, computer rooms, meet-me rooms, server rooms and parking spaces, and the installation of safety and security systems. The facility is committed to operating on 100% renewable energy. It utilises an air cooling system with N+2 redundancy. It will have a dual 2N UPS and N+2 diesel generators for power backup. It is designed to meet IGBC Platinum Rated, TIA 942/G, ISO 9001, ISO 27001, ISO 50001, PCI DSS, and ISAE 3402 Type II certificates. | 13.1932 | 77.6435 | The project involves the construction of a data center campus with a consumption capacity of 22.4MW in Devanahalli, Karnataka, India. The US$55 million project includes the following: 1. Construction of seven data halls 2. Construction of substation 3. Construction of system rooms 4. Construction of break rooms 5. Construction of server rooms 6. Construction of a 220kV LILO GIS substation 7. Construction of meet-me rooms 8. Construction of parking spaces 9. Installation of UPS/generators 10. Installation of safety and security systems | Colocation Data Center; Green data center; Tier 3 Data Center |  |  | March 2026 - Planning activities are underway. December 2025 - Planning activities are underway. August 2025 - Planning activities are underway. February 2025 - Planning activities are underway. Q1 2024 - NTT Data announced plans to build a data center campus in India. | No Major Development | 0 | Not Funded / Unconfirmed | Private | NTT DATA Group Corp
525025 | 525023 | 2026-03-06 12:09 | NTT DATA – NTT Bengaluru 4 Data Center: Phase II – Karnataka | NTT DATA – NTT Bengaluru 4 Data Center Campus – Karnataka | https://construction.globaldata.com/Projects/Overview/525025 | Planning | Sub | 55 | 2024 Q1 | 2027 Q1 | 2028 Q1 | Asia-Pacific | India | Karnataka | Devanhalli | Prestige Tech Cloud | 562110 | Commercial & Leisure | Data Center | Data Center |  | Low | New | Onshore | NTT DATA Group Corp is undertaking the construction of a Tier III colocation data center called "Bengalure 4 (BLR4)" at Prestige Tech Cloud, Devanahalli, Karnataka, India. The project involves the construction of a data center campus with a consumption capacity of 22.4MW. It includes seven data halls, a 220kV LILO GIS substation, racks, system rooms, break rooms, computer rooms, meet-me rooms, server rooms and parking spaces, and the installation of safety and security systems. The facility is committed to operating on 100% renewable energy. It utilises an air cooling system with N+2 redundancy. It will have a dual 2N UPS and N+2 diesel generators for power backup. It is designed to meet IGBC Platinum Rated, TIA 942/G, ISO 9001, ISO 27001, ISO 50001, PCI DSS, and ISAE 3402 Type II certificates. | 13.1932 | 77.6435 | The project involves the construction of a data center campus with a consumption capacity of 22.4MW in Devanahalli, Karnataka, India. The US$55 million project includes the following: 1. Construction of seven data halls 2. Construction of substation 3. Construction of system rooms 4. Construction of break rooms 5. Construction of server rooms 6. Construction of a 220kV LILO GIS substation 7. Construction of meet-me rooms 8. Construction of parking spaces 9. Installation of UPS/generators 10. Installation of safety and security systems | Colocation Data Center; Green data center; Tier 3 Data Center |  |  | March 2026 - Planning activities are underway. December 2025 - Planning activities are underway. August 2025 - Planning activities are underway. February 2025 - Planning activities are underway. Q1 2024 - NTT Data announced plans to build a data center campus in India. | No Major Development | 0 | Not Funded / Unconfirmed | Private | NTT DATA Group Corp
525023 | 525023 | 2026-03-06 12:08 | NTT DATA – NTT Bengaluru 4 Data Center Campus – Karnataka | NTT DATA – NTT Bengaluru 4 Data Center Campus – Karnataka | https://construction.globaldata.com/Projects/Overview/525023 | Execution | Parent | 176 | 2024 Q1 | 2025 Q1 | 2028 Q1 | Asia-Pacific | India | Karnataka | Devanhalli | Prestige Tech Cloud | 562110 | Commercial & Leisure | Data Center | Data Center |  |  | New | Onshore | NTT DATA Group Corp is undertaking the construction of a Tier III colocation data center called "Bengalure 4 (BLR4)" at Prestige Tech Cloud, Devanahalli, Karnataka, India. The project involves the construction of a 17,000m2 data center campus with a total consumption capacity of 67.2MW on 3.4ha of land. It includes 21 data halls, a 220kV LILO GIS substation, racks, system rooms, break rooms, computer rooms, meet-me rooms, server rooms and parking spaces, and the installation of safety and security systems. It will be developed in three phases, each with 22.4MW. The three data center buildings are named 4A, 4B, and 4C and will have seven data halls each. Bearys Group has been appointed as the construction contractor for the project. The facility is committed to operating on 100% renewable energy. It will utilize an air cooling system with N+2 redundancy. It will have a dual 2N UPS and N+2 diesel generators for power backup. It is designed to meet IGBC Platinum Rated, TIA 942/G, ISO 9001, ISO 27001, ISO 50001, PCI DSS, and ISAE 3402 Type II certificates. Construction works on 4A were completed in December 2025. | 13.1932 | 77.6435 | The project involves the construction of a 17,000m2 data center campus with a total consumption capacity of 67.2MW on 3.4ha of land in Devanahalli, Karnataka, India. The US$176 million project includes the following: 1. Construction of 21 data halls 2. Construction of substation 3. Construction of system rooms 4. Construction of break rooms 5. Construction of server rooms 6. Construction of a 220kV LILO GIS substation 7. Construction of meet-me rooms 8. Construction of parking spaces 9. Installation of diesel generators 10. Installation of safety and security systems | Colocation Data Center; Green data center; Heating, ventilation and air conditioning (HVAC); Tier 3 Data Center |  |  | March 2026 - Planning activities are underway at remaining phases. December 2025 - Construction works completed on Phase I. August 2025 - Construction works are underway. Q1 2025 - Construction works commenced on phase I. Q1 2024 - NTT Data announced plans to build a data center campus in India. | Project work on Schedule | 1 | Not Funded / Unconfirmed | Private | NTT DATA Group Corp | Bearys Group
540104 | 540104 | 2026-03-06 11:38 | Harmony Group – Project Loon Data Center – Minnesota | Harmony Group – Project Loon Data Center – Minnesota | https://construction.globaldata.com/Projects/Overview/540104 | Planning | Parent | 650 | 2024 Q3 | 2027 Q3 | 2037 Q4 | North America | United States | Minnesota | Duluth | The site is bounded to the north by Morris Thomas Road, to the east by Midway Road, to the west by Solway Road, to the south by Saint Louis River Road in Hermantown, a suburb of Duluth. | MN 55811 | Commercial & Leisure | Data Center | Data Center |  | Low | New | Onshore | Harmony Group LLC, a shell company for Google, is planning to undertake the construction of a hyperscale data center campus in Hermantown, a suburb of Duluth, Minnesota, the US. The site is bounded to the north by Morris Thomas Road, to the east by Midway Road, to the west by Solway Road, to the south by Saint Louis River Road. The project involves the construction of a 167,225m2 data center campus on 163ha of land. It includes the construction of four data center buildings, each up to 15m tall and 27,871m2 floor area, two office buildings, a warehouse, equipment yards, a substation, meet-me rooms, server rooms and 600 parking spaces, and the installation of safety and security systems. Minnesota Power signed an agreement with Google to provide electricity for the project. Under the deal, Google will help fund infrastructure to produce 700MW of electricity from new clean energy sources, including 300MW of wind energy and 400MW of battery storage capability. It utilises an air-cooled system, ensuring optimal performance and efficiency with maximum reliability. Harmony Group is working with M.A. Mortenson Company to develop the project. Kimley-Horn and Associates Inc has been appointed as the lead design consultant. The scope of the work includes environmental study, planning, and engineering design works. In October 2025, the Hermantown City Council approved the rezoning of the required land for the project. However, since then, the residents opposed the project plans due to environmental review concerns. Mortensen withdrew its special use permit application, as it was weighing potential changes to the proposal and aimed to hold a community open house before resubmitting. Subject to the approvals, construction is expected to commence in 2027 and is anticipated to be completed by 2037. | 46.7758 | -92.292 | The project involves the construction of a 167,225m2 data center campus on 163ha of land in Hermantown, a suburb of Duluth, Minnesota, the US. The US$650 million project includes the following: 1. Construction of two office buildings 2. Construction of a warehouse 3. Construction of equipment yards 4. Construction of server rooms 5. Construction of a substation 6. Construction of meet-me rooms 7. Construction of 600 parking spaces 8. Installation of UPS/generators 9. Installation of racks 10. Installation of safety and security systems | Heating, ventilation and air conditioning (HVAC); Hyperscale Data Center |  |  | March 2026 - The project is being delayed due to local opposition. Simultaneoulsy, Mortensen is in the process of revising proposals and aimed to hold a community open house before resubmitting. December 2025 - The project has been temporarily paused after residents petitioned for additional environmental review. October 2025 - The local environmental groups request a formal Environmental Assessment Worksheet (EAW) and filed a petition with Environmental Quality Board (EQB). October 20, 2025 - The Hermantown City Council voted unanimously to rezone the land for the project. October 2025 - A final AUAR approved by the Hermantown City Council. September 04, 2025 - AUAR public comment period ends. August 2025 - A Draft AUAR (Alternative Urban Areawide Review) posted for public comment. September 06, 2024 - A meeting held between developer, city officials, and consultants to discuss the preliminary planning and layout of the project. Q3 2024 - Harmony Group LLC announced plans to build a hyperscale data center in Hermantown, Minnesota. | No Major Development | 0 | Not Funded / Unconfirmed | Private | Harmony Group LLC | M. A. Mortenson Co | Kimley-Horn and Associates Inc | Kimley-Horn and Associates Inc
465412 | 465412 | 2026-03-06 10:34 | Claro – Buenos Aires Data Center – Buenos Aires F.D. | Claro – Buenos Aires Data Center – Buenos Aires F.D. | https://construction.globaldata.com/Projects/Overview/465412 | Execution | Parent | 30 | 2024 Q2 | 2025 Q3 | 2026 Q4 | South and Central America | Argentina | Buenos Aires F.D. | Buenos Aires | Calle Brasil 77, Buenos Aires neighborhood of San Telmo. |  | Commercial & Leisure | Data Center | Data Center |  |  | New | Onshore | Carlos Argentina plans to construct a new data center at 77 Brasil Street in San Telmo neighborhood, Buenos Aires Province, Argentina. The project involves the construction of the first stage of a new data center on a 1,300m2 land area. It includes the construction of administrative buildings, electrical substations, server control buildings, electric distribution areas, parking spaces, and warehouses, and the installation of power generators and cooling equipment. The project will be developed in phases. The project is part of the country's disbursement plan of between US$300 million and US$400 million. It will promote 5G services in Buenos Aires City and enhance the company's connectivity services. Argentine modular data center manufacturer Datawaves has worked as a turnkey contractor. They have installed and assembled 10 prefabricated modules. They are responsible for the entire process from manufacturing to on-site assembly. The project has become the first Latin American company to certify a modular data center specifically designed for artificial intelligence under the international standard ANSI/TIA-942-C-2024. The project is scheduled to be completed by the end of 2026. | -34.6131 | -58.3772 | The project involves the construction of the first stage of a new data center on a 1,300m2 land area at 77 Brasil Street, in the San Telmo neighborhood in Buenos Aires Province, Argentina. The US$30 million project includes the following: 1. Construction of administrative buildings 2. Construction of electrical substations 3. Construction of server control buildings 4. Construction of electric distribution areas 5. Construction of parking spaces 6. Construction of warehouses 7. Installation of 66 racks 8. Installation of a power room equipped with UPS systems 9. Installation of eight levels of metal cable trays 10. Installation of fiber runner trays | Hyperscale Data Center |  |  | March 2026 - The project is in execution. September 2025 - The project has installed 10 prefabricated modules. September 2025 - The project has installed 10 prefabricated modules. March 2025 - Planning activities are underway. September 2024 - The project is in the initial stage of development. Q2 2024 - Carlos Argentina has announced plans to construct a new data center in Buenos Aires Province, Argentina. | Project work on Schedule | 1 | Not Funded / Unconfirmed | Private | Claro | Datawaves SA
525218 | 525218 | 2026-03-06 09:14 | Equinix – NY3 Data Center Expansion – New Jersey | Equinix – NY3 Data Center Expansion – New Jersey | https://construction.globaldata.com/Projects/Overview/525218 | Execution | Parent | 222 | 2023 Q1 | 2024 Q3 | 2026 Q4 | North America | United States | New Jersey | Secaucus | 600 Jefferson Avenue | 7094 | Commercial & Leisure | Data Center | Data Center |  |  | Expansion | Onshore | Equinix Inc. (Equinix) is undertaking the expansion of a colocation data center at 600 Jefferson Avenue, Secaucus, New Jersey, the US. The project involves the construction of a 4,227m2 data center with 2,275 racks. It includes the construction of server rooms with racks, control rooms, an administrative space, storage space, meet-me rooms, and the installation of generators, air conditioning, safety and security systems. The project is committed to operating on 100% renewable energy. It is equipped with N+1 configuration, reliable uninterruptible power supply (UPS) units, and diesel generators for backup power systems, utilizing N+2 for the liquid chillers and computer room air handler units. Installation of 1,175 racks was completed in the fourth quarter of 2025. Construction works are expected to be completed in the fourth quarter of 2026. | 40.7895 | -74.0565 | The project involves the construction of a 4,227m2 data center with 2,275 racks in Secaucus, New Jersey, the US. The US$222 million project includes the following: 1. Construction of server rooms with racks 2. Construction of control rooms 3. Construction of an administrative space 4. Construction of storage space 5. Construction of meet-me rooms 6. Installation of generators 7. Installation of equipment 8. Installation of advanced cooling systems 9. Installation of safety and security systems | Colocation Data Center; Green data center |  |  | March 2026 - Construction activities are underway. August 2025 - Construction activities are underway. December 2024 - Construction works are underway. January 2023 - Equinix announced plans to build a data center in New York. | Project work on Schedule | 1 | Not Funded / Unconfirmed | Private | Equinix Inc
357491 | 357491 | 2026-03-06 09:13 | Canberra – Laverton Data Center – Victoria | Canberra – Laverton Data Center – Victoria | https://construction.globaldata.com/Projects/Overview/357491 | Execution | Parent | 1762 | 2021 Q1 | 2025 Q1 | 2027 Q4 | Asia-Pacific | Australia | Victoria | Melbourne | 38 Leakes Rd, Laverton | 3028 | Commercial & Leisure | Data Center | Data Center |  |  | New | Onshore | Canberra Data Centres (CDC) is undertaking the construction of a colocation data center at 38 Leakes Road in Laverton in Melbourne, Victoria, Australia. The project involves the construction of a data center with a consumption capacity of 150MW. It includes the construction of server rooms, a control room, office space, installation of equipment, and safety and security systems. This project will not only expand our capacity to serve our customers with secure, reliable, and sustainable data center solutions but also contribute significantly to the economic growth of the Victorian community. D & E Air Conditioning Pty Limited has been appointed as the mechanical engineer, Built Holdings Pty Ltd as the main contractor, and Cormack Plumbing as the plumbing consultant. In February 2025, the construction works commenced and are to be completed in 2027. | -37.8418 | 144.7731 | The project involves the construction of a 150MW data center in Melbourne, Victoria, Australia. The US$1,762 million project includes the following: 1. Construction of server rooms 2. Construction of a control room 3. Construction of an office space 4. Installation of equipment 5. Installation of safety and security systems | Colocation Data Center; Heating, ventilation and air conditioning (HVAC) |  |  | March 2026 - Construction activities are underway. November 2025 - Construction works are underway. May 2025 - Construction activities are underway. February 2025 - A groundbreaking was held. August 2024 - Project awaiting approval. September 2023 - Planning activities are underway. March 2023 - Planning activities are underway. November 2022 - Planning activities are underway. August 2022 - Planning activities are underway. November 2021 - Planning activities are underway. Q1 2021 - CDC has announced plans to build a data center in Melbourne. | Project work on Schedule | 1 | Not Funded / Unconfirmed | Private | Canberra Data Centres Pty Ltd | Built Holdings Pty Ltd |  | Cormack Plumbing;D & E Air Conditioning Pty Limited
397860 | 397860 | 2026-03-06 09:03 | Ningxia BMG – CNBM Internet Industrial Park Data Center – Ningsia Hui Autonomous Region | Ningxia BMG – CNBM Internet Industrial Park Data Center – Ningsia Hui Autonomous Region | https://construction.globaldata.com/Projects/Overview/397860 | Execution | Parent | 514 | 2021 Q1 | 2022 Q3 |  | Asia-Pacific | China | Ningsia Hui Autonomous Region | Yinchuan | Innovation and Entrepreneurship Technology Park |  | Commercial & Leisure | Data Center | Data Center |  |  | New | Onshore | Ningxia Building Materials Group Co. Ltd (NBMG) is constructing a data center in the Xixia District of Yinchuan, Ningxia, China. The project involves the construction of a data center on an 11ha site area. It also includes the construction of eight data rooms with 12,000-6Kw cabinets, server rooms, an administrative office, and parking facilities and the installation of equipment and safety and security systems. The project is being developed in three phases. Phase I is being developed on a 3.5ha site area, with a 20,000m2 GFA, and involves the construction of a data computer building with 1,044 racks, a scientific research building, a power center China Electronics Engineering Design Institute Co. Ltd has been appointed as a design consultant. The In-house department of Ningxia Building Materials Group Co. Ltd is undertaking construction activities. Phase I has already been completed. | 38.4681 | 106.2731 | The project involves the construction of a data center in the Xixia District of Yinchuan, Ningxia. The USD514 million (CNY3,500 million) project includes the following: 1. Construction of eight data rooms with 12,000 6Kw cabinets 2. Construction of a scientific research building 3. Construction of a power center 4. Construction of server rooms 5. Construction of an administrative office 6. Construction of parking facilities 7. Installation of equipment and safety and security systems | Green data center; Heating, ventilation and air conditioning (HVAC) | A data center is being developed in the Xixia District of Yinchuan, Ningxia. The new data center will enhance the level of internet support services and provide comprehensive data solution which enables business solutions. |  | March 06, 2026 - We have not been able to obtain further updates on this project. We have retained the same project stage and amended the key dates accordingly. We will update the profile as soon as we obtain any new information. April 14, 2025 - We have not been able to obtain further updates on this project. We have retained the same project stage and amended the key dates accordingly. We will update the profile as soon as we obtain any new information. May 21, 2024 - We have not been able to obtain further updates on this project. We have retained the same project stage and amended the key dates accordingly. We will update the profile as soon as we obtain any new information. October 2023 - Construction activities are underway. July 03, 2023 - Phase I of the project has been completed. May 2023 - Construction activities are underway. January 2023 - Construction activities are underway. August 20, 2022 - Construction commenced. Q1 2021 - NBMG announced plans to build a data center in the Xixia District of Yinchuan, Ningxia. | Information Unavailable |  | Not Funded / Unconfirmed | Private | Ningxia Building Materials Group Co., Ltd. | Ningxia Building Materials Group Co., Ltd. | China Electronics Engineering Design Institute Co Ltd
559656 | 559656 | 2026-03-06 05:27 | Intersect Power – Project Meitner Data Center Campus – Texas | Intersect Power – Project Meitner Data Center Campus – Texas | https://construction.globaldata.com/Projects/Overview/559656 | Execution | Parent | 3000 | 2025 Q1 | 2025 Q4 | 2030 Q4 | North America | United States | Texas | Pampa | Meitner Reinvestment Zone |  | Commercial & Leisure | Data Center | Data Center |  |  | New | Onshore | Intersect Power is undertaking the construction of a hyperscale data center in Pampa, Texas, the US. The project involves the construction of a 185,806m2 data center with a consumption capacity of 840MW. It includes the construction of data halls, server rooms, an administrative space, and the installation of generators, cooling systems, and safety and security systems. It will be developed in phases. It includes the construction of three buildings, each with 69,677m2 floor area and each building costs US$1,000 million. The project was announced by IP Meitner, LLC, an affiliate of Intersect Power, However, the company Intersect Power is being acquired by Google’s parent, Alphabet in December 2025. The facility uses air cooling system and it will be powered by its self-owned renewable power plants, Meitner Wind and Meitner Solar projects in Gray County. Croell Inc has been appointed as a sub-contractor. | 35.5363 | -100.9602 | The project involves the construction of a 185,806m2 data center with a consumption capacity of 840MW in Pampa, Texas, the US. The US$3,000 million project includes the following: 1. Construction of data halls 2. Construction of server rooms 3. Construction of an administrative space 4. Installation of generators 5. Installation of cooling systems 6. Installation of safety and security systems | Hyperscale Data Center |  |  | March 2026 - Construction activities are underway. December 2025 - A ground-breaking ceremony was held. Q1 2025 - Intersect Power announced the plans for the construction of a data center in Pampa. | Project work on Schedule | 1 | Not Funded / Unconfirmed | Private | Intersect Power Inc
558753 | 558753 | 2026-03-06 03:04 | Alcove Dev – Osawatomie Data Center – Kansas | Alcove Dev – Osawatomie Data Center – Kansas | https://construction.globaldata.com/Projects/Overview/558753 | Planning | Parent | 1100 | 2025 Q4 | 2027 Q2 | 2028 Q4 | North America | United States | Kansas | Kansas City | Osawatomie |  | Commercial & Leisure | Data Center | Data Center |  | Low | New | Onshore | Alcove Development is planning to undertake the construction of a colocation data center in Osawatomie, Kansas, the US. The project involves the construction of a 55,740m2 data center with a consumption capacity of 150MW on 46.9ha of land. It includes the construction of data halls with racks, meeting rooms, office space, storage facilities and parking facilities, and the installation of power and cooling systems, safety and security systems. The project is committed to operating on 100% solar renewable energy. It is equipped with reliable uninterruptible power supply (UPS) units and diesel generators for backup power systems. It utilizes closed loop water cooling system. | 39.1142 | -94.6275 | The project involves the construction of a colocation 55,740m2 data center with a consumption capacity of 150MW on 46.9ha of land in Osawatomie, Kansas, the US. The US$1,100 million project includes the following: 1. Construction of data halls with racks 2. Construction of meeting rooms 3. Construction of office space 4. Construction of storage facilities 5. Construction of parking facilities 6. Installation of power and cooling systems 7. Installation of safety and security systems | Colocation Data Center |  |  | March 2026 - The project is in early stages of development. January 2026 - The Osawatomie City Council has approved the pre-development agreement with Alcove Development for surveying of project site. December 2025 - Alcove Development announced plans to build data center in Osawatomie, Kansas, the US. | No Major Development | 0 | Not Funded / Unconfirmed | Private | Alcove Development LLC
560732 | 560732 | 2026-03-06 02:53 | NTT – Chicago CH3 Data Center – Illinois | NTT – Chicago CH3 Data Center – Illinois | https://construction.globaldata.com/Projects/Overview/560732 | Execution | Parent | 160 | 2024 Q1 | 2025 Q1 | 2026 Q4 | North America | United States | Illinois |  | 275 Pierce Rd | 60143 | Commercial & Leisure | Data Center | Data Center |  |  | New | Onshore | NTT Global Data Centers Americas (NTT) is undertaking the construction of a colocation data center in Itasca, Illinois, the US. The project involves the construction of a 10,405m2 data center with a power consumption capacity of 32MW. It includes the construction of 4 data halls, each 8MW, office space, electrical rooms, two meet-me-rooms, parking facility, and the installation of equipment, generators, cooling systems, safety and security systems. The project is committed to operating on 100% renewable energy. It is equipped with reliable five 2MW uninterruptible power supply (UPS) units and generators with on-site fuel storage for backup power systems. It utilises air-cooled chillers and a dedicated modular chiller plant designed with a closed-loop water cooling system for additional efficiency. The facility draws power from the utility grid via two primary 34.5kV utility feeds, each rated at 60 MVA, with a 2N power design and N+1 redundancy. The project is being designed to meet LEED Certification guidelines. Construction works are scheduled to be completed by December 2026. | 41.9862 | -88.01 | The project involves the construction of a 10,405m2 three-story data center with a power consumption capacity of 32MW in Itasca, Illinois, the US. The US$160 million project includes the following: 1. Construction of four data halls 2. Construction of office space 3. Construction of electrical rooms 4. Construction of two meet-me-rooms 5. Construction of parking facility 6. Installation of equipment 7. Installation of generators 8. Installation of cooling systems 9. Installation of safety and security systems | Colocation Data Center; LEED |  |  | March 2026 - Façade installation and interior works of building are underway. December 2025 - Construction works on full building structure is completed. January 2025 - Construction works were commenced. January 2024 - NTT Global Data Centers announced plans to build data center in Itasca, Illinois, the US. | Project work on Schedule | 1 | Not Funded / Unconfirmed | Private | NTT Global Data Centers Americas | Clune Construction Company
560897 | 560897 | 2026-03-05 23:41 | Core Scientific – Hunt County Data Center Campus – Texas | Core Scientific – Hunt County Data Center Campus – Texas | https://construction.globaldata.com/Projects/Overview/560897 | Announced | Parent | 500 | 2026 Q1 | 2027 Q1 | 2029 Q4 | North America | United States | Texas |  | Hunt County |  | Commercial & Leisure | Data Center | Data Center |  | Medium | New | Onshore | Core Scientific is planning to undertake the construction of a colocation data center in Hunt County, Texas, the US. The project involves the construction of a data center with a consumption capacity of 285MW on 262ha of land across multiple buildings. It includes the construction of data halls with racks, meeting rooms, office space, on-site substation and parking facilities, and the installation of power and cooling systems, safety and security systems. Construction works are scheduled to be completed by 2029. | 33.1235 | -96.4076 | The project involves the construction of a colocation data center with a consumption capacity of 285MW on 262ha of land in Hunt County, Texas, the US. The US$500 million project includes the following: 1. Construction of data halls with racks 2. Construction of meeting rooms 3. Construction of office space 4. Construction of on-site substation 5. Construction of parking facilities 6. Installation of power and cooling systems 7. Installation of safety and security systems | Colocation Data Center |  |  | March 2026 - Core Scientific announced plans to build data center in Hunt County, Texas, the US. | Project Plan Announced | 1 | Not Funded / Unconfirmed | Private | Core Scientific Inc
509849 | 509849 | 2026-03-05 23:34 | Digital Realty/ Mitsubishi – Dallas Data Center II – Texas | Digital Realty/ Mitsubishi – Dallas Data Center II – Texas | https://construction.globaldata.com/Projects/Overview/509849 | Construction Complete | Parent | 400 | 2021 Q1 | 2022 Q4 | 2024 Q4 | North America | United States | Texas | Dallas |  |  | Commercial & Leisure | Data Center | Data Center |  |  | New | Onshore | Mitsubishi Corporation (Americas) and Digital Realty Trust Inc. have undertaken the construction of a colocation data center in Dallas, Texas, the US. The project involved the construction of a data center with a consumption capacity of 32MW. It included data halls, server rooms, meeting rooms and administrative spaces, and the installation of safety and security systems. The project is committed to operating on 100% renewable energy and utilises efficient cooling systems. The project is the second phase of investment of Mitsubishi Corporation (Americas) and Digital Realty Trust Inc.'s joint venture. In the fourth quarter of 2022, the construction works commenced and were completed in October 2024. | 32.8402 | -96.7324 | The project involved the construction of a data center with a consumption capacity of 16MW in Dallas, Texas, the US. The US$400 million project included the following: 1. Construction of data halls 2. Construction of server rooms 3. Construction of meeting rooms 4. Construction of administrative spaces 5. Installation of safety and security systems | Colocation Data Center; Heating, ventilation and air conditioning (HVAC) |  |  | October 2024 - Construction works were completed. March 2024 - Construction works are underway. Q4 2022 - Construction works commenced. Q1 2021 - Digital Realty and Mitsubishi Corporation announced plans to build a data center in US. | Construction Completed | 5 | Not Funded / Unconfirmed | Private | Digital Realty Trust Inc;Mitsubishi Corporation (Americas)
509848 | 509848 | 2026-03-05 23:34 | Digital Realty/ Mitsubishi – Dallas Data Center I – Texas | Digital Realty/ Mitsubishi – Dallas Data Center I – Texas | https://construction.globaldata.com/Projects/Overview/509848 | Construction Complete | Parent | 400 | 2021 Q1 | 2022 Q4 | 2024 Q2 | North America | United States | Texas | Dallas |  |  | Commercial & Leisure | Data Center | Data Center |  |  | New | Onshore | Mitsubishi Corporation (Americas) and Digital Realty Trust Inc have undertaken the construction of a colocation data center in Dallas, Texas, the US. The project involved the construction of a data center with a consumption capacity of 16MW. It included data halls, server rooms, meeting rooms and administrative spaces, and the installation of safety and security systems. The project is committed to operating on 100% renewable energy and utilises efficient cooling systems. The project is the first phase of investment of Mitsubishi Corporation (Americas) and Digital Realty Trust Inc.'s joint venture. In the fourth quarter of 2022, the construction works commenced and were completed in June 2024. | 32.7831 | -96.8067 | The project involved the construction of a data center with a consumption capacity of 16MW in Dallas, Texas, the US. The US$400 million project included the following: 1. Construction of data halls 2. Construction of server rooms 3. Construction of meeting rooms 4. Construction of administrative spaces 5. Installation of safety and security systems | Colocation Data Center; Heating, ventilation and air conditioning (HVAC) |  |  | June 2024 - Construction works were completed. March 2024 - Construction works are underway. Q4 2022 - Construction works commenced. Q1 2021 - Digital Realty and Mitsubishi Corporation announced plans to build a data center in US. | Construction Completed | 5 | Not Funded / Unconfirmed | Private | Digital Realty Trust Inc;Mitsubishi Corporation (Americas)
227457 | 227457 | 2026-03-05 23:33 | NTT – Chicago CH1 Data Center – Illinois | NTT – Chicago CH1 Data Center – Illinois | https://construction.globaldata.com/Projects/Overview/227457 | Construction Complete | Parent | 200 | 2019 Q2 | 2020 Q1 | 2021 Q1 | North America | United States | Illinois |  | 255 Pierce Rd | 60143 | Commercial & Leisure | Data Center | Data Center |  |  | New | Onshore | NTT Global Data Centers Americas (NTT) has undertaken the construction of a colocation data center in Itasca, Illinois, the US. The project involved the construction of a two-story 11,706m2 data center with a power consumption capacity of 36MW. It included the construction of data halls, office space, electrical rooms, a lobby, a generator yard, two meet-me-rooms, parking facility, and the installation of equipment, eight UPS modules, generators, cooling systems, safety and security systems. It utilizes power from four primary 34.5kV utility feeds to meet the high-density power, and utilizes air-cooled chillers and dedicated modular chiller plant designed with a closed loop water cooling system for cooling infrastructure. HED Inc has been appointed as the architect, RRC Engineering, LLC as the structural engineer, RWG Engineering, LLC as civil engineer, and Clune Construction serving as the general contractor. Construction works have been completed in March 2021. | 41.9862 | -88.01 | The project involved the construction of a two-story 11,706m2 data center in Itasca, Illinois, the US. The US$200 million project included the following: 1. Construction of data halls 2. Construction of office space 3. Construction of electrical rooms 4. Construction of a lobby 5. Construction of a generator yard 6. Construction of two meet-me-rooms 7. Construction of parking facility 8. Installation of equipment and cooling systems 9. Installation of eight UPS modules 10. Installation of generators 11. Installation of safety and security systems 7. Installation of safety and security systems | Colocation Data Center; Heating, ventilation and air conditioning (HVAC) |  |  | March 2021 - Construction works completed. July 2020 - Construction activities are underway. September 2018 - Design activities are undwerway February 2018 - Planning activities are underway. June 2017 - VoI Plan Commission meeting was held for approval of the project, however received zoning approval. Q1 2017 - RDC announced plans to build a data center in Itasca. | Construction Completed | 5 | Not Funded / Unconfirmed | Private | NTT Global Data Centers Americas | Clune Construction Company | HED Inc | RRC Engineering, LLC;RWG Engineering LLC
551276 | 551276 | 2026-03-05 19:52 | Prologis – Mila Data Center – Ohio | Prologis – Mila Data Center – Ohio | https://construction.globaldata.com/Projects/Overview/551276 | Planning | Parent | 400 | 2025 Q4 | 2026 Q4 | 2029 Q4 | North America | United States | Ohio |  | 2525 Wayne Madison Rd | 45067 | Commercial & Leisure | Data Center | Data Center |  | Medium | New | Onshore | Prologis is planning to undertake the construction of a colocation data center at 2525 Wayne Madison Road in Trenton, Butler County, Ohio, the US. The project involves the construction of a 92,903m2 data center on 57ha of land. It includes the construction of data halls, meet-me rooms, server rooms, a substation and office space and the installation of a safety and security system. The data center can be equipped with reliable uninterruptible power supply (UPS) units and generators for backup power systems. It utilises advanced security systems, ensuring optimal performance and efficiency with maximum reliability. | 39.4593 | -84.4653 | The project involves the construction of a 92,903m2 data center on 57ha of land at 2525 Wayne Madison Road in Trenton, Butler County, Ohio, the US. The US$400 million project includes the following: 1. Construction of data halls 2. Construction of meet-me rooms 3. Construction of a server room 4. Construction of a substation 5. Construction of an office space 6. Installation of generators and uninterruptible power supply (UPS) units 7. Installation of safety and security systems | Colocation Data Center |  |  | March 2026 - The project is waiting for approval from the Trenton City, and site preparation works are underway. November 2025 - Prologis purchased the project site from the City of Trenton. October 2025 - Prologis announced plans to build a data center in Butler County, the US. | Project Awaiting Approvals | 0 | Not Funded / Unconfirmed | Private | Prologis Inc
560882 | 560882 | 2026-03-05 19:00 | XAI – 5414 Tulane Road Data Center – Tennessee | XAI – 5414 Tulane Road Data Center – Tennessee | https://construction.globaldata.com/Projects/Overview/560882 | Planning | Parent | 659 | 2026 Q1 | 2027 Q1 | 2029 Q4 | North America | United States | Tennessee | Memphis | 5414 Tulane Road | 38109 | Commercial & Leisure | Data Center | Data Center |  | Medium | Expansion | Onshore | xAI, a subsidiary of SpaceX, is planning to build a hyperscale AI data center at 5414 Tulane Road in Memphis, Tennessee, the US. The project involves the construction of a 28,986m2 four-storey building, 23m height data center on 31.9ha of land. It includes the construction of data halls, meet-me rooms, server rooms, a substation and the installation of generators and uninterruptible power supply (UPS) units, cooling systems and safety and security systems. It will be equipped with reliable uninterruptible power supply (UPS) units and generators for backup power systems. It also features an advanced cooling system, ensuring optimal performance and efficiency with maximum reliability. This facility is an expansion of Colossus 1 and Colossus 2 data centers in Memphis. | 34.9997 | -90.0429 | The project involves the construction of a 28,986m2 four-storey building, 23m height data center on 31.9ha of land at 5414 Tulane Road in Memphis, Tennessee, the US. The US$659 million project includes the following: 1. Construction of data halls 2. Construction of server rooms 3. Construction of a substation 4. Installation of generators and uninterruptible power supply (UPS) units 5. Installation of the cooling system 6. Installation of safety and security systems | Heating, ventilation and air conditioning (HVAC); Hyperscale Data Center |  |  | March 2026 - xAI filed a permit for expansion to its Colossus 2 site on Tulane Road with the Memphis and Shelby County Division of Planning and Development. Q1 2026 - xAI announced plans to build a data center in Memphis. | Major Authority Clearance Submitted | 1 | Not Funded / Unconfirmed | Private | X.AI Corp
491342 | 491342 | 2026-03-05 18:26 | CyrusOne – Asphalt Drive DFW7 Data Center – Texas | CyrusOne – Asphalt Drive DFW7 Data Center – Texas | https://construction.globaldata.com/Projects/Overview/491342 | Execution | Parent | 200 | 2024 Q1 | 2025 Q2 | 2026 Q2 | North America | United States | Texas | Dallas | at Asphalt Drive in Fort Worth, Tarrant County. |  | Commercial & Leisure | Data Center | Data Center | Office Buildings |  | New | Onshore | CyrusOne is undertaking the construction of a hyperscale data center in Fort Worth, Texas, the US. The project involves the construction of a 176,000m2, one-story data center. It includes the construction of a two-story office building, server rooms, and control rooms, and the installation of elevators and safety and security systems. The facility will be powered by Eolian’s 100 MW Chisholm Grid battery energy storage system (BESS). Clune Construction Company has been appointed as the contractor, and JHET Architects as the design consultant. In April 2025, construction works were commenced and scheduled to be completed in 2026. | 32.7254 | -97.3208 | The project involves the construction of a 176,000m2, one-story data center at Asphalt Drive in Fort Worth, Texas, the US. The US$200 million project includes the following: 1. Construction of a two-story office building 2. Construction of server rooms 3. Construction of control rooms 4. Installation of elevators 5. Installation of safety and security systems | Heating, ventilation and air conditioning (HVAC); Hyperscale Data Center |  |  | March 2026 - Construction works are underway. December 2025 - Construction activities are underway. April 2025 - A groundbreaking ceremony was held, marking as the construction commencement. September 2024 - CyrusOne submitted the planning application to the Texas Department of Licensing and Regulation. Q1 2024 - CyrusOne announced plans to build a data center in Fort Worth. | Project work on Schedule | 1 | Not Funded / Unconfirmed | Private | CyrusOne Inc | Clune Construction Company | JHET Architects
473935 | 473935 | 2026-03-05 16:41 | Digital Realty – West Charlotte Data Center Facility – North Carolina | Digital Realty – West Charlotte Data Center Facility – North Carolina | https://construction.globaldata.com/Projects/Overview/473935 | Planning | Parent | 1000 | 2024 Q2 | 2027 Q2 | 2030 Q3 | North America | United States | North Carolina | Charlotte | 12899 Moores Chapel Road | 28214 | Commercial & Leisure | Data Center | Data Center |  | Medium | New | Onshore | Digital Realty Trust Inc. (DRT) is planning to construct a colocation data center campus at 12899 Moores Chapel Road in Charlotte, North Carolina, the US. The project involves the construction of a 278,709m2 data center facility comprising 400MW on 63.13ha of land. It includes the construction of two, two-story buildings (Building 1 will span 53,036m2 and Building 2 will span 72,973m2), an office space, a network management center, server rooms, a parking space, and the installation of safety and security systems. Alexander Ricks PLLC has been appointed as a legal advisor, Carlson Design as an architect, Kimley-Horn and Associates Inc. as a civil engineer, and Burton Engineering as a surveyor. In November 2024, DRT purchased the project site from Keith Corp for US$160 million. In May 2025, the project received rezoning approvals from Charlotte City Council. | 35.2536 | -80.9968 | The project involves the construction of a 278,709m2 data center facility comprising 400MW on 63.13ha of land in Charlotte, North Carolina, the US. The US$2,000 million project includes the following: 1. Construction of two, two-story buildings (Building 1 will span 53,036m2 and Building 2 will span 72,973m2) 2. Construction of an office space 3. Construction of a network management center 4. Construction of server rooms 5. Construction of a parking space 6. Installation of safety and security systems | Colocation Data Center; Heating, ventilation and air conditioning (HVAC) |  |  | March 2026 - Planning activities are underway. September 2025 - Planning activities are underway. May 2025 - The project secured rezoning approvals. December 2024 - DRT submitted rezoning approvals to the Charlotte City Council. November 2024 - DRT purchased the project site from Keith Corp. for US$160 million. Q2 2024 - DRT announced plans to construct a data center in Charlotte. | No Major Development | 0 | Not Funded / Unconfirmed | Private | Digital Realty Trust Inc |  | Carlson Design | Burton Engineering;Kimley-Horn and Associates Inc
383586 | 383570 | 2026-03-05 16:39 | MSFT – Project Agate Data Center – North Carolina | MSFT – Catawba County Data Centers Program – North Carolina | https://construction.globaldata.com/Projects/Overview/383586 | Execution | Parent | 332 | 2022 Q4 | 2024 Q1 | 2028 Q1 | North America | United States | North Carolina |  | Highway 16 | 28613 | Commercial & Leisure | Data Center | Data Center |  |  | New | Onshore | Microsoft Corporation (MSFT) is undertaking the construction of a hyperscale data center in the north of Conover on NC Hwy 16 in Conover, North Carolina, the US. The project involves the construction of a five-building data center each of 48MW (240MW), on 89.03ha of land. It includes the construction of an administrative space, server rooms with racks, meeting rooms, two substations: Boyd Farm and Stover North, and a parking space, and the installation of 20 backup generators and safety and security systems. The Whiting-Turner Contracting Co and Morgan Construction Company have been appointed as the general contractor. In March 2024, site preparatory works were commenced. | 35.7183 | -81.2014 | The project involves the construction of a five-building data center each of 48MW (240MW) in Conover, North Carolina, the US. The US$332 million project includes the following: 1. Construction of an administrative space 2. Construction of server rooms with racks 3. Construction of meeting rooms 4. Construction of two substations: Boyd Farm and Stover North 5. Construction of a parking space 6. Installation of 20 backup generators 7. Installation of safety and security systems | Heating, ventilation and air conditioning (HVAC); Hyperscale Data Center | A data center is under construction in the north of Conover on NC Hwy 16. The project is a part of the US$1 billion Catawba County Four Data Centers project. |  | March 2026 - Site preparatory work is nearing completion. February 2026 - The project has been resumed. September 2025 - The project is still on hold. June 2025 - The project is placed on hold. March 2024 - Site preparatory work commenced. September 2023 - Planning activities are underway. Q4 2022 - MSFT announced a plan to build a data center in Conover. | Project work on Schedule | 1 | Not Funded / Unconfirmed | Private | Microsoft Corp | Morgan Construction Company Inc;The Whiting-Turner Contracting Co
383590 | 383570 | 2026-03-05 16:35 | MSFT – Project Yoga Data Center – North Carolina | MSFT – Catawba County Data Centers Program – North Carolina | https://construction.globaldata.com/Projects/Overview/383590 | Execution | Parent | 332 | 2022 Q4 | 2024 Q2 | 2026 Q4 | North America | United States | North Carolina |  | 1260 Old Maiden Road off Zeb Haynes Road | 28650 | Commercial & Leisure | Data Center | Data Center |  |  | New | Onshore | Microsoft Corporation (MSFT) is undertaking the construction of hyperscale a data center in at 1260 Old Maiden Road off Zeb Haynes Road in Boyd Farms, Maiden, North Carolina, the US. The project involves the construction of five data center buildings with invidual capacity of 48MW (240MW)on 118ha of land. It includes the construction of an administrative space, server rooms with racks, meeting rooms, an innovation center, and a parking space, and the installation of elevators and safety and security systems. Morgan Construction Company Inc. has been appointed as a contractor. In April 2024, site preparatory works were commenced. The project has been delayed due to building material and power suppliers issues. | 35.5855 | -81.2315 | The project involves the construction of five data center buildings with invidual capacity of 48MW (240MW)on 118ha of land in Maiden, North Carolina, the US. The US$332 million project includes the following: 1. Construction of an administrative space 2. Construction of server rooms with racks 3. Construction of meeting rooms 4. Construction of an innovation center 5. Construction of a parking space 6. Installation of elevators 7. Installation of safety and security systems | Heating, ventilation and air conditioning (HVAC); Hyperscale Data Center | A data center is under construction at 1260 Old Maiden Road off Zeb Haynes Road. The project is a part of the US$1 billion Catawba County Four Data Centers project. |  | March 2026 - Construction activities are underway. September 2025 - The project is still on hold. June 2025 - The project is placed on hold. April 2024 - Construction work commenced. September 2023 - Planning activities are underway. Q4 2022 - MSFT announced a plan to build a data center in Maiden. | Project work on Schedule | 1 | Not Funded / Unconfirmed | Private | Microsoft Corp | Morgan Construction Company Inc
383570 | 383570 | 2026-03-05 16:31 | MSFT – Catawba County Data Centers Program – North Carolina | MSFT – Catawba County Data Centers Program – North Carolina | https://construction.globaldata.com/Projects/Overview/383570 | Execution | Program | 1029 | 2022 Q4 | 2024 Q2 | 2028 Q4 | North America | United States | North Carolina |  |  | 28613 | Commercial & Leisure | Data Center | Data Center |  |  | New | Onshore | Microsoft Corporation (MSFT) is undertaking the construction of hyperscale data centers in Catawba County, North Carolina, the US. The project involves the construction of four data centers on 182ha of land. It includes the construction of an administrative space, server rooms with racks, meeting rooms, an innovation center, and a parking space, and the installation of cooling systems and safety and security systems. The four data centers will be located in Conover, Hickory, and Maiden. In Conover, a US$332 million data center on 89.3ha of land north of Conover on NC Hwy 16. In Hickory, it includes the construction of two data centers, the first US$332 million data center on 64.7ha of land on the west of US 321 adjacent to Hickory Lincolnton Hwy and the other US$33 million near Tate Boulevard. In Maiden, a US$332 million data center on 118ha of land north of W. Maiden Road and west of Zeb Haynes Road. The four data centers in Catawba County are Conover (known as Project Agate or the Lyle Creek data center), Maiden (known as Project Yoga or the Boyd Farms data center) and Hickory consists of two data centers known as Projects Pine and Star. MSFT will receive a performance-based grant from Catawba County Economic Development Corporation (Catawba County EDC) MSFT purchased the project site for US$18.6 million. Morgan Construction Company has been appointed as a contractor for the Lyle Creek data center and Boyd Farms data center. In March 2024, site preparatory works commenced on Lyle Creek data center and in April 2024 site works started in Boyd Farms data center. The project has been delayed due to building material and power suppliers issues. | 35.6884 | -81.2298 | The project involves the construction of four data centers on 182ha of land in Catawba County, North Carolina, the US. The US$1,029 million project includes the following: 1. Construction of an administrative space 2. Construction of server rooms with racks 3. Construction of meeting rooms 4. Construction of an innovation center 5. Construction of a parking space 6. Installation of cooling systems 7. Installation of safety and security systems | Heating, ventilation and air conditioning (HVAC); Hyperscale Data Center |  |  |  | Project work on Schedule | 1 | Not Funded / Unconfirmed | Private | Microsoft Corp
537749 | 537749 | 2026-03-05 16:27 | Flexential Corp – Hillsboro 6 Data Center – Oregon | Flexential Corp – Hillsboro 6 Data Center – Oregon | https://construction.globaldata.com/Projects/Overview/537749 | Planning | Parent | 160 | 2025 Q1 | 2027 Q2 | 2028 Q4 | North America | United States | Oregon | Hillsboro | 3935 Northeast Aloclek Place | 7273 | Commercial & Leisure | Data Center | Data Center |  | Medium | Expansion | Onshore | Flexential is planning to undertake the construction of a colocation data center in Hillsboro, Oregon, the US. The project involves the construction of a two-story, 32,516m2 data center with a consumption capacity of 27MW. It includes the construction of data halls, meet-me rooms, server rooms, a substation, a parking facility and the installation of generators and uninterruptible power supply (UPS) units, cooling systems and safety and security systems. It will be equipped with reliable uninterruptible power supply (UPS) units and diesel generators for backup power systems. It also features an advanced cooling system, ensuring optimal performance and efficiency with maximum reliability. | 45.55 | -122.8909 | The project involves the construction of a two-story, 32,516m2 data center with a consumption capacity of 27MW in Hillsboro, Oregon, the US. The US$160 million project includes the following: 1. Construction of data halls 2. Construction of meet-me rooms 3. Construction of server rooms 4. Construction of a substation 5. Construction of a parking facility 6. Installation of generators and uninterruptible power supply (UPS) units 7. Installation of the cooling system 8. Installation of safety and security systems | Colocation Data Center |  |  | March 2026 - Planning activities are underway. September 2025 - Planning activities are underway. Q1 2025 - Flexential announced plans to build a data center in Hillsboro. | No Major Development | 0 | Not Funded / Unconfirmed | Private | Flexential Corp
560901 | 560901 | 2026-03-05 14:33 | TikTok – Sao Goncalo do Amarante TikTok Data Center – Ceara | TikTok – Sao Goncalo do Amarante TikTok Data Center – Ceara | https://construction.globaldata.com/Projects/Overview/560901 | Execution | Parent | 37388 | 2025 Q4 | 2026 Q1 | 2027 Q4 | South and Central America | Brazil | Ceara | Sao Goncalo do Amarante |  |  | Commercial & Leisure | Data Center | Data Center |  |  | New | Onshore | TikTok is undertaking the construction of the TikTok data center in Sao Goncalo do Amarante, Ceara, Brazil. The project involves the construction of a data center on a 34ha with 300MW capacity including 200MW dedicated IT load, parking facilities, a web-commerce unit, a power substation, related facilities, installation of optical cable, submarine optical cables, racks and safety and security systems. The project has obtained all required environmental licenses (LP, LI, LO) from Semace, including approval for the data center, power substation, highway access, and tax incentives from the National Council of Special Economic Zones. Omnia, a data center operator owned by Patria Investimentos is responsible for construction work. The project will generate 550 direct and indirect jobs, in addition to 3,800 jobs | -3.6072 | -38.9683 | The project involves the construction of the TikTok data center on a 34ha area in Sao Goncalo do Amarante, Ceara, Brazil. The US$37,388 million project includes the following: 1. Construction of a data center with 300MW capacity 2. Construction of parking facilities 3. Construction of a web-commerce unit 4. Construction of related facilities 5. Construction of a power substation 6. Installation of optical cable 7. Installation of submarine optical cables 8. Installation of racks 9. Installation of security systems |  |  |  | March 2026 - Construction activities are underway. January 2026 - Construction activities commeneced. December 2025 - Tiktok announced plans to develop the data center in Sao Goncalo do Amarante. | Project work on Schedule | 1 | Not Funded / Unconfirmed | Private | TikTok Inc | Omnia Data Centers
368703 | 368703 | 2026-03-05 14:22 | CtrlS – Guwahati Edge Data Center – Assam | CtrlS – Guwahati Edge Data Center – Assam | https://construction.globaldata.com/Projects/Overview/368703 | Execution | Parent | 100 | 2022 Q1 | 2022 Q2 | 2026 Q3 | Asia-Pacific | India | Assam | Guwahati | Tech City Park | 781001 | Commercial & Leisure | Data Center | Data Center |  |  | New | Onshore | CtrlS Datacenters Ltd (CtrlS) is undertaking the construction of a Rated-4 Edge Data Center in Guwahati, Assam, India. The project involves the construction of a data center of 2,000 racks on 1.2ha with a consumption capacity of 10MW. It includes the construction of colocation space, server rooms, meeting rooms, an administrative space, parking facilities, the installation of equipment, 2,00 racks, cooling systems, and safety and security systems. It is being developed in two phases. Phase 1 includes 1,000 racks, with a total of 2,000 racks in phase 2. A groundbreaking ceremony was held on April 18, 2022. | 26.1844 | 91.7458 | The project involves the construction of a Rated-4 Edge Data Center of 2,000 racks on 1.2ha with a consumption capacity of 10MW in Guwahati, Assam, India. The US$100 million project includes the following: 1. Construction of colocation space 2. Construction of server rooms 3. Construction of meeting rooms 4. Construction of administrative space 5. Construction of parking facilities 6. Installation of equipment 7. Installation of cooling systems 8. Installation of 2,000 racks 8. Installation of safety and security systems | Edge Data Center; Heating, ventilation and air conditioning (HVAC); Tier 4 Data Center | A Rated-4 Edge Data Center is being constructed in Guwahati. The project aims to provide best-in-class colocation services to users and to support the Government of Assam, enterprises, and SMEs across the Northeast. |  | March 2026 - Construction activities are underway. July 2025 - Construction activities are underway. September 2024 - Construction activities are underway. November 09, 2023 - We have not been able to obtain further updates on this project. We have retained the same project stage and amended the key dates accordingly. We will update the profile as soon as we obtain any new information. January 2023 - We have not been able to obtain further updates on this project. We have retained the same project stage and amended the key dates accordingly. We will update the profile as soon as we obtain any new information. June 2022 - Construction activities are underway. April 18, 2022 - A groundbreaking ceremony was held marking the start of construction. Q1 2022 - CtrlS announced a plan to construct a data center in Guwahati. | Project work on Schedule | 1 | Not Funded / Unconfirmed | Private | CtrlS Datacenters Ltd
560953 | 560953 | 2026-03-05 14:11 | Port One Cos – Brazil AI Data Center Development Program – Minas Gerais | Port One Cos – Brazil AI Data Center Development Program – Minas Gerais | https://construction.globaldata.com/Projects/Overview/560953 | Planning | Program | 2726 | 2025 Q4 | 2026 Q4 | 2029 Q1 | South and Central America | Brazil | Minas Gerais | Uberlandia |  |  | Commercial & Leisure | Data Center | Data Center |  | Medium | New | Onshore | RT One is planning to construct the Artificial Intelligence (AI) data centers in Brazil. The program involves the construction of data centers, power substations, office accommodation, web-commerce units, and information technology units, and the installation of safety and security systems. The projects include a campus in Uberlândia and another in Maringá, each valued at approximately US$1090 million, but the location of the third complex has yet to be finilized. The project will occupy a site area of more than 100ha, including approximately 63ha allocated for data center infrastructure and around 30ha designated as a permanent preservation area (PPA). The project is expected to have an initial capacity of around 100MW, with potential expansion up to approximately 400MW. The data centers will be designed with a modular architecture. | -18.9186 | -48.2772 | The program involves the construction of Artificial Intelligence (AI) data centers in Brazil. The US$2726 million program includes the following: 1. Construction of data centers with capacity of 400MW 2. Construction of power substations 3. Construction of office accommodation 4. Construction of web-commerce units 5. Construction of information technology units 6. Installation of safety and security systems | Artificial Intelligence |  |  |  | Project work on Schedule | 1 | Not Funded / Unconfirmed | Private | Port One Companies
513437 | 513437 | 2026-03-05 13:41 | Cielo Digital – Minooka Data Center – Illinois | Cielo Digital – Minooka Data Center – Illinois | https://construction.globaldata.com/Projects/Overview/513437 | Planning | Parent | 400 | 2025 Q2 | 2027 Q3 | 2030 Q2 | North America | United States | Illinois |  | Grundy, Kendall, and Will counties |  | Commercial & Leisure | Data Center | Data Center |  | Medium | New | Onshore | Cielo Digital Infrastructure (CDI) is planning to construct a colocation data center in Illinois, the US. The project involves the construction of a data center campus with a consumption capacity of 500MW on 64.3ha of land. It includes the construction of server rooms, meeting rooms, administrative space, and parking spaces, and the installation of safety and security systems, generators, and cooling systems. | 41.4513 | -88.2883 | The project involves the construction of a data center campus with a consumption capacity of 500MW on 64.3ha of land in Minooka, Illinois, the US. The US$400 million project includes the following: 1. Construction of server rooms 2. Construction of meeting rooms 3. Construction of administrative space 4. Construction of parking spaces 5. Installation of safety and security systems 6. Installation of generators 7. Installation of cooling systems | Colocation Data Center; Heating, ventilation and air conditioning (HVAC) |  |  | March 05, 2026 - We have not been able to obtain further updates on this project. We have retained the same project stage and amended the key dates accordingly. We will update the profile as soon as we obtain any new information. July 2025 - Planning activities are underway. Q2 2025 - CDI announced plans to construct a data center in Minooka. | Information Unavailable |  | Not Funded / Unconfirmed | Private | Cielo Digital Infrastructure LLC
510658 | 510658 | 2026-03-05 13:37 | Aligned – Phoenix PHX-08 Data Center – Arizona | Aligned – Phoenix PHX-08 Data Center – Arizona | https://construction.globaldata.com/Projects/Overview/510658 | Planning | Parent | 100 | 2022 Q3 | 2026 Q4 | 2028 Q3 | North America | United States | Arizona | Phoenix | 3202 W Behrend Dr | 85027 | Commercial & Leisure | Data Center | Data Center |  | Low | New | Onshore | Aligned Data Centers is planning to construct a colocation data center in Arizona, the US. The project involves the construction of a 41,806m2 data center with a consumption capacity of 72MW. It includes the construction of data halls, server rooms, an office space and a parking facility, and the installation of cooling systems, racks, generators, and safety and security systems. | 33.4484 | -112.074 | The project involves the construction of a 41,806m2 data center with a consumption capacity of 72MW in Phoenix, Arizona, the US. The US$100 million project includes the following: 1. Construction of data halls 2. Construction of server rooms 3. Construction of an office space 4. Construction of parking spaces 5. Installation of cooling systems 6. Installation of racks 7. Installation of generators 8. Installation of safety and security systems | Colocation Data Center; Heating, ventilation and air conditioning (HVAC) |  |  | March 05, 2026 - We have not been able to obtain further updates on this project. We have retained the same project stage and amended the key dates accordingly. We will update the profile as soon as we obtain any new information. July 2025 - Planning activities are underway. Q3 2022 - Aligned Data centers announced plans to construct a data center in Phoenix. | Information Unavailable |  | Not Funded / Unconfirmed | Private | Aligned Data Centers
452781 | 452781 | 2026-03-05 13:22 | MSFT – SAT16 Data Center – Texas | MSFT – SAT16 Data Center – Texas | https://construction.globaldata.com/Projects/Overview/452781 | Planning | Parent | 215 | 2023 Q4 | 2027 Q1 | 2029 Q4 | North America | United States | Texas | San Antonio | 3555 Westover Link | TX 78251 | Commercial & Leisure | Data Center | Data Center |  | Low | New | Onshore | Microsoft is planning to build a hyperscale data center at 3555 Westover Link in San Antonio, Texas, the US. The project involves the construction of a 22,760m2 data center. It also includes the construction of server rooms, meeting rooms, an administrative space, parking facilities, installation of equipment, generators, cooling systems, and safety and security systems. Corgan Associates Inc. has been appointed as an architect. | 29.4693 | -98.7023 | The project involves the construction of a 22,760m2 data center in San Antonio, Texas, the US. The US$215 million project includes the following: 1. Construction of server rooms 2. Construction of meeting rooms 3. Construction of an administrative space 4. Construction of parking facilities 5. Installation of equipment 6. Installation of generators 7. Installation of cooling systems 8. Installation of safety and security systems | Heating, ventilation and air conditioning (HVAC); Hyperscale Data Center |  |  | March 05, 2026 - We have not been able to obtain further updates on this project. We have retained the same project stage and amended the key dates accordingly. We will update the profile as soon as we obtain any new information. July 2025 - The project is awaiting approvals. August 2024 - The project is awaiting approvals from the Texas Department of Licensing and Regulation. March 2024 - The company has submitted plans to build the SAT16 data center to the Texas Department of Licensing and Regulation. Q4 2023 - Microsoft announced plans to build a data center in Texas. | Information Unavailable |  | Not Funded / Unconfirmed | Private | Microsoft Corp |  | Corgan Associates Inc
466792 | 466792 | 2026-03-05 12:58 | Desert Dragon – Desert Dragon Data Centres – Saudi Arabia | Desert Dragon – Desert Dragon Data Centres – Saudi Arabia | https://construction.globaldata.com/Projects/Overview/466792 | Execution | Parent | 1496 | 2022 Q3 | 2024 Q3 | 2028 Q4 | Middle East and Africa | Saudi Arabia |  |  |  |  | Commercial & Leisure | Data Center | Data Center |  |  | New | Onshore | Desert Dragon Data Centres is undertaking the construction of the Data Centers in Riyadh, Jeddah, Dammam, and NEOM city, Saudi Arabia. The Tier 3 and 4 data centers will have an overall capacity of 187 megawatts (MW)(with future expansion plans up to 300+ MW), and the Rack capacity ranges from 2 kW to 100 kW for conventional racks and immersive cooling technologies. The Data Centres will be used by global customers, from cloud hosting to Artificial intelligence. The data centers is the result of a collaborative effort of a tri-party Memorandum of Agreement (MOA) between ICS Arabia, Shanghai Lumaotong Group (LMT), and China Mobile International Limited (CMI). The overall construction work will be implemented in three phases; during the first phase, 65mw data centre in Riyadh and in the second phase, a 50 MW Data Center in Jeddah, and in the third phase 72 MW data centre will be implemented in Dammam & NEOM regions. The project involves IT Load Capacity: The facility is planned with an IT load capacity of about 187 MW, Power Infrastructure: Primary supply from the national utility grid, Backup and Resilience: The facility will include N+1 redundancy, incorporating UPS systems, diesel backup generators, Data Centre Type:The project is planned as a Hyperscale, carrier-neutral, and modular colocation data centres, Cooling Systems: Cooling will rely on air-based cooling systems (hot aisle, cold aisle), Energy Efficiency: The facility is designed to achieve low PUE targets through distribution, Floor Load Capacity: The loading capacity is around 1,500 kg/m2, Power Density: The infrastructure has Flexible rack power densities ranging from standard enterprise loads to high-density AI configuration, Rack Configuration: The facility will support Standard 19-inch racks. The construction work has commenced on the Data Centre in Riyadh, and the project is expected to be operational in March 2026. In June 2025, The construction works have been commenced on the 50 MW Data Centre in Jeddah. In October 2025, The construction works are progressing on the Desert Dragon Data Centres: Data Centre in Dammam, Riyadh and Jeddah. In February 2026, The construction works are progressing on the Desert Dragon Data Centres: 65MW Data Centre in Riyadh. | 23.8707 | 34.4043 | Desert Dragon Data Centres is undertaking the construction of the Data Centers in Riyadh, Jeddah, Dammam, and NEOM city, Saudi Arabia. The Tier 3 and 4 data centres will have an overall capacity of 187 megawatts (MW) (with future expansion plans up to 300+ MW), and the Rack capacity ranges from 2 kW to 100 kW for conventional racks and immersive cooling technologies. The Desert Dragon data centres will offer integrated solutions, including storage, network coverage, and database services that will be used by global customers, from cloud hosting to Artificial intelligence. The data centre facilities are the result of a collaborative effort of a tri-party Memorandum of Agreement (MOA) between ICS Arabia, Shanghai Lumaotong Group (LMT), and China Mobile International Limited (CMI). The overall construction work will be implemented in three phases: during the first phase, a 65 MW data centre in Riyadh, during the second phase, a 50 MW Data Center in Jeddah, and in the third phase, a 72 MW data centre will be implemented in Dammam & NEOM region. The US$1496 million project includes the following: Key Technical Features: 1. IT Load Capacity: The facility is planned with an IT load capacity of about 187 MW 2. Power Infrastructure: Primary supply from the national utility grid 3. Backup and Resilience: The facility will include N+1 redundancy, incorporating UPS systems, diesel backup generators 4. Data Centre Type: The project is planned as a Hyperscale, carrier-neutral, and modular colocation data centres 5. Cooling Systems: Cooling will rely on air-based cooling systems (hot aisle, cold aisle) 6. Energy Efficiency: The facility is designed to achieve low PUE targets through distribution. 7. Floor Load Capacity: The loading capacity is around 1,500 kg/m2 8. Power Density: The infrastructure has Flexible rack power densities ranging from standard enterprise loads to high-density AI configurations 9. Rack Configuration: The facility will support Standard 19-inch racks | Heating, ventilation and air conditioning (HVAC); Hyperscale Data Center; Tier 3 Data Center; Tier 4 Data Center | Data centre construction is planned in Riyadh, Jeddah, Dammam, and NEOM city. |  | March 2026 - The construction works are progressing on the Desert Dragon Data Centers: 65MW Data Center in Riyadh. October 2025 - The construction works are progressing on the Desert Dragon Data Centers: Data Center in Dammam, Riyadh and Jeddah. June 2025 - The construction works have been commenced on the 50 MW Data Center in Jeddah. February 2025 - The construction works are ongoing on the 65 MW Data Center in Riyadh and it is expected to be operational by March 2026. September 25, 2024 - The construction work has commenced on Data Centre in Riyadh and the project is expected to be operational in March 2026. | Project work on Schedule | 1 | Not Funded / Unconfirmed | Private | Desert Dragon Data Centers |  |  | Manens Intertecnica SRL
512561 | 512561 | 2026-03-05 12:45 | Equinix – DC2 Data Center Redevelopment – Virginia | Equinix – DC2 Data Center Redevelopment – Virginia | https://construction.globaldata.com/Projects/Overview/512561 | Construction Complete | Parent | 64 | 2024 Q1 | 2024 Q4 | 2025 Q4 | North America | United States | Virginia | Ashburn | at 21715 Filigree Court | 20147 | Commercial & Leisure | Data Center | Data Center |  |  | Redevelopment | Onshore | Equinix Inc. (Equinix) has redeveloped its data center at 21715 Filigree Court, Ashburn, Virginia, the US. The project involves the redevelopment of the DC2 data center with a consumption capacity of 1.2 MW. It included the upgrades of existing facilities, the installation of cabinets, chillers, and generators, and safety and security systems. Redevelopment was part of Equinix's investment to expand and upgrade Equinix's global data centers. Construction works were completed in the fourth quarter of 2025. | 39.0164 | -77.459 | The project involved the redevelopment of the DC2 data center with a consumption capacity of 1.2 MW at 21715 Filigree Court, Ashburn, Virginia, the US. The US$64 million project included the following: 1. Upgrades of existing facilities 2. Installation of 425 cabinets 3. Installation of chillers and generators 4. Installation of safety and security systems | Colocation Data Center |  |  | Q4 2025 - Construction works completed. July 2025 - Construction works are underway. Q1 2024 - Equinix announced plans to redevelop its data center in Ashburn. | Construction Completed | 5 | Not Funded / Unconfirmed | Private | Equinix Inc
134148 | 134148 | 2026-03-05 12:36 | Noah Ven – Teliti Green Data Center – Negeri Sembilan | Noah Ven – Teliti Green Data Center – Negeri Sembilan | https://construction.globaldata.com/Projects/Overview/134148 | Cancelled | Parent | 160 | 2010 Q1 | 2011 Q2 | 2020 Q4 | Asia-Pacific | Malaysia | Negeri Sembilan |  | Enstek Business Park, Nilai. | 71800 | Commercial & Leisure | Data Center | Data Center |  |  | New | Onshore | Noah Ventures Sdn Bhd has planned to undertake the construction of Teliti Green Data Center Development in Negeri Sembilan, Malaysia. The project envisaged the construction of an 11,148m2 green data center. It included the construction of two, and three-story buildings, sustainable landscaping, power facility, waste recycling, infrastructure facilities, and the installation of catalytic converters on backup generators, alternative energy technologies, heat pumps, and evaporation cooling units. Arkitek Pital had been appointed as an architect and Lagenda Tunjong Sdn Bhd, formerly known as Sara-Timur as the construction contractor. Sources indicate that the project has been placed on hold due to lack of funding since 2015, which has significantly limited its ability to move forward. We assume the project did not materialize and have marked its status as 'Cancelled.' | 2.8121 | 101.8145 | The project involved the construction of an 11,148m2 green data center in Negeri Sembilan, Malaysia. The US$160 million project included the following: 1. Construction of two, three-story buildings 2. Construction of a green data center 3. Construction of a power facility 4. Construction of a waste recycling unit 5. Installation of catalytic converters on backup generators 6. Installation of photovoltaic units 7. Installation of heat pumps 8. Installation of an evaporation cooling unit 9. Construction of infrastructure facilities | Colocation Data Center; Green data center; Heating, ventilation and air conditioning (HVAC); Sustainable Building | The Teliti Green Data Center was planned at Enstek Business Park, Nilai. The project follows the Green Building Index (GBI) intended to reduce power consumption and impact on the environment. It will incorporate a reliable and fully redundant power supply to enable 99.99% uptime to all equipment, and smart cooling systems to suit the local climate. Teliti has formed a collaboration with Cisco, where Cisco shares data center best practices and works with Teliti as it develops a business model for data center management and governance structure. Teliti Data Centres Sdn Bhd Company is a unit of Teliti Computers Sdn Bhd, which in turn is 25% owned by Wiramaju Sdn Bhd, a unit of Koperasi Angkatan Tentera. Teliti plans to extend its services to Singapore, Thailand, and Hong Kong when the green data center is fully operational. In October 2013, Teliti International signed a conditional share purchase agreement with Noah Ventures Sdn Bhd relating to the sale of its entire interest in Teliti Datacentres Sdn Bhd. The decision to sell follows ongoing problems with the construction of the project. |  | Q4 2020 - Sources indicate that the project has been placed on hold due to lack of funding since 2015, which has significantly limited its ability to move forward. We assume the project did not materialize and have marked its status as 'Cancelled.' June 2020 - The project is still on hold. February 2020 - The project is still on hold. June 2019 - The project is still on hold. September 2018 - The project is still on hold. October 2016 - The project is still on hold. November 2015 - The project is on hold. October 2015 - The Project has been placed on hold. Q2 2015 - Construction works are underway. Q3 2014 - Construction works are underway. December 2013 - Construction works are underway. June 2011 - Construction works commenced. Q1 2010 - Noah Ven announced plans to develop Teliti Green Data Center. | Project has been Cancelled | -5 | Not Funded / Unconfirmed | Private | Noah Ventures Sdn Bhd | Lagenda Tunjong Sdn Bhd | Arkitek Pital
512604 | 512595 | 2026-03-05 12:11 | PBF Energy/ Starwood Capital – Project Washington Data Center Campus: North Campus – Delaware | PBF Energy/ Starwood Capital – Project Washington Data Center Campus – Delaware | https://construction.globaldata.com/Projects/Overview/512604 | On Hold | Sub | 1200 | 2025 Q1 | Awaiting Confirmation |  | North America | United States | Delaware |  | on River Road and Hamburg Road | 19720 | Commercial & Leisure | Data Center | Data Center |  |  | New | Onshore | Starwood Digital Ventures, a subsidiary of Miami-based Starwood Capital Group (Starwood Capital) and PBF Energy (PBF Energy), is planning to construct a hyperscale data center campus on River Road and Hamburg Road in New Castle County, Delaware, the US. The project involves the construction of five 287,999m2 data center buildings. It includes the construction of two 46,451m2, two-story data center buildings, three 65,032m2, two-story data center buildings, substations, data halls, server rooms with racks, and the installation of equipment, safety and security systems. The campus will be powered from the Delmarva Power & Light Company’s Red Lion electrical substation. It will be equipped with generators and will use a closed-loop cooling system. In February 2026, the project was put on hold as Delaware’s Department of Natural Resources and Environmental Control rejected the project plans. However, Starwood appealed against the decision to the State Coastal Zone Industrial Control Board argues that the project plans do not exhibit the characteristics of a heavy industrial property. | 39.6256 | -75.6403 | The project involves the construction of five 287,999m2 data center buildings on River Road and Hamburg Road in New Castle County, Delaware, the US. The US$1,200 million project includes the following: 1. Construction of two 46,451m2, two-story data center buildings 2. Cosntruction of three 65,032m2, two-story data center buildings 3. Construction of substations 4. Construction of data halls 5. Construction of server rooms with racks 6. Installation of equipment 7. Installation of safety and security systems | Heating, ventilation and air conditioning (HVAC); Hyperscale Data Center |  |  | March 2026 - Starwood appealed against the decision to the State Coastal Zone Industrial Control Board argues that the project plans do not exhibit the characteristics of a heavy industrial property. February 2026 - The project is put on hold as the Delaware’s Department of Natural Resources and Environmental Control rejected the project plans. January 2026 - The project is awaiting approvals. November 2025 - The project is awaiting approvals. June 05, 2025 - Starwood Capital submitted a planning application to New Castle County. Q1 2024 - PBF Energy and Starwood Capital announced plans to build a north campus data center buildings in New Castle County. | No Major Development | 0 | Not Funded / Unconfirmed | Private | PBF Energy Inc;Starwood Capital Group
512603 | 512595 | 2026-03-05 12:11 | PBF Energy/ Starwood Capital – Project Washington Data Center Campus: South Campus – Delaware | PBF Energy/ Starwood Capital – Project Washington Data Center Campus – Delaware | https://construction.globaldata.com/Projects/Overview/512603 | On Hold | Sub | 1200 | 2024 Q1 | Awaiting Confirmation |  | North America | United States | Delaware |  | on Governor Lea Road | 19720 | Commercial & Leisure | Data Center | Data Center |  |  | New | Onshore | Starwood Digital Ventures, a subsidiary of Miami-based Starwood Capital Group (Starwood Capital) and PBF Energy (PBF Energy), is planning to construct a hyperscale data center campus on Governor Lea Road in New Castle, Delaware, the US. The project involves the construction of six 46,451m2, two-story data center buildings. It includes the construction of meeting rooms, substations, data halls, server rooms with racks, and the installation of equipment, safety and security systems. The campus will be powered from the Delmarva Power & Light Company’s Red Lion electrical substation. It will be equipped with generators and will use a closed-loop cooling system. In February 2026, the project was put on hold as Delaware’s Department of Natural Resources and Environmental Control rejected the project plans. However, Starwood appealed against the decision to the State Coastal Zone Industrial Control Board argues that the project plans do not exhibit the characteristics of a heavy industrial property. | 39.5996 | -75.6505 | The project involves the construction of six 46,451m2, two-story data center buildings on Governor Lea Road in New Castle County, Delaware, the US. The US$1,200 million project includes the following: 1. Construction of meeting rooms 2. Construction of substations 3. Construction of data halls 4. Construction of server rooms with racks 5. Installation of equipment 6. Installation of safety and security systems | Heating, ventilation and air conditioning (HVAC); Hyperscale Data Center |  |  | March 2026 - Starwood appealed against the decision to the State Coastal Zone Industrial Control Board argues that the project plans do not exhibit the characteristics of a heavy industrial property. February 2026 - The project is put on hold as the Delaware’s Department of Natural Resources and Environmental Control rejected the project plans. January 2026 - The project is awaiting approvals. November 2025 - The project is awaiting approvals. June 05, 2025 - Starwood Capital submitted a planning application to New Castle County. Q1 2024 - PBF Energy and Starwood Capital announced plans to build the South Campus data center buildings in New Castle County. | No Major Development | 0 | Not Funded / Unconfirmed | Private | PBF Energy Inc;Starwood Capital Group
512595 | 512595 | 2026-03-05 12:11 | PBF Energy/ Starwood Capital – Project Washington Data Center Campus – Delaware | PBF Energy/ Starwood Capital – Project Washington Data Center Campus – Delaware | https://construction.globaldata.com/Projects/Overview/512595 | On Hold | Parent | 6000 | 2024 Q1 | Awaiting Confirmation |  | North America | United States | Delaware |  | between Dupont Highway and River Road | 19720 | Commercial & Leisure | Data Center | Data Center |  |  | New | Onshore | Starwood Digital Ventures, a subsidiary of Miami-based Starwood Capital Group (Starwood Capital) and PBF Energy (PBF Energy), is planning to construct a hyperscale data center campus between Dupont Highway and River Road in New Castle County, Delaware, the US. The project involves the construction of 11 data center buildings with a combined consumption capacity of 1,200MW and a total floor area of 566,704m2 on 234ha of land. It includes the construction of substations, data halls, server rooms with racks, and the installation of equipment, safety and security systems. It will be developed in two phases. Phase I is known as the South Campus, which includes the construction of six 46,451m2, two-story data center buildings. Phase II is known as the North Campus, which includes the construction of two 46,451m2, two-story data center buildings and three 65,032m2, two-story data center buildings. The campus will be powered from the Delmarva Power & Light Company’s Red Lion electrical substation. It will be equipped with generators and will use a closed-loop cooling system. In February 2026, the project was put on hold as Delaware’s Department of Natural Resources and Environmental Control rejected the project plans. However, Starwood appealed against the decision to the State Coastal Zone Industrial Control Board argues that the project plans do not exhibit the characteristics of a heavy industrial property. | 39.6256 | -75.6244 | The project involves the construction of 566,704m2, 11 data center buildings with a consumption capacity of 1,200MW on 234ha of land between Dupont Highway and River Road in New Castle County, Delaware, the US. The US$2,400 million project includes the following: 1. Construction of six 46,451m2, two-story data center buildings 2. Construction of two 46,451m2, two-story data center buildings 3. Construction of three 65,032m2, two-story data center buildings 4. Construction of substations 5. Construction of data halls 6. Construction of server rooms with racks 7. Installation of equipment 8. Installation of safety and security systems | Heating, ventilation and air conditioning (HVAC); Hyperscale Data Center |  |  | March 2026 - Starwood appealed against the decision to the State Coastal Zone Industrial Control Board argues that the project plans do not exhibit the characteristics of a heavy industrial property. February 2026 - The project is put on hold as the Delaware’s Department of Natural Resources and Environmental Control rejected the project plans. November 2025 - The project is awaiting approvals. June 05, 2025 - Starwood Capital submitted a planning application to New Castle County. Q1 2024 - PBF Energy and Starwood Capital announced plans to build a data center campus in New Castle County. | No Major Development | 0 | Not Funded / Unconfirmed | Private | PBF Energy Inc;Starwood Capital Group
552135 | 552135 | 2026-03-05 11:03 | Scala Data – Praia do Futuro Data Center: Phase II – Ceara | Scala Data – Praia do Futuro Data Center: Phase II – Ceara | https://construction.globaldata.com/Projects/Overview/552135 | Study | Parent | 225 | 2025 Q4 | 2027 Q2 | 2029 Q3 | South and Central America | Brazil | Ceara | Fortaleza |  |  | Commercial & Leisure | Data Center | Data Center | Parking Facilities | Low | New | Onshore | Scala Data Centers is planning to construct the Praia do Futuro Data Center Phase II in Fortaleza City, Ceará State, Brazil. The project involves the construction of a data center with 13.7MW consumption capacity, parking facilities, a web-commerce unit, a power substation, related facilities, installation of optical cable, submarine optical cables, racks and safety and security systems. The project is also known as SFORPF02 data centre for the Phase-2. The Phase-1 data center (SFORPF01), with an IT capacity of approximately 7.2 MW, is currently in the final stage of construction and is expected to be completed in early 2026. | -3.7172 | -38.5431 | The project involves the construction of the Praia do Futuro Data Center Phase II on a 2.4ha area in Fortaleza City, Ceará State, Brazil. The US$225 million project includes the following: 1. Construction of a data center 2. Construction of parking facilities 3. Construction of a web-commerce unit 4. Construction of related facilities 5. Construction of a power substation 6. Installation of optical cable 7. Installation of submarine optical cables 8. Installation of racks 9. Installation of security systems | Parking Facilities |  |  | March 2026 - Study activities are underway. November 2025 - Study activities are underway. Q4 2025 - Scala Data Centers announced plans to develop a data center in Fortaleza. | No Major Development | 0 | Not Funded / Unconfirmed | Private | Scala Data Centers
505385 | 505385 | 2026-03-05 10:26 | Bridge Data Centres – MY07 Data Center – Johor | Bridge Data Centres – MY07 Data Center – Johor | https://construction.globaldata.com/Projects/Overview/505385 | Execution | Parent | 150 | 2022 Q3 | 2024 Q4 | 2027 Q4 | Asia-Pacific | Malaysia | Johor | Kulai | Kidex Sedenak business park, Sedenak |  | Commercial & Leisure | Data Center | Data Center |  |  | New | Onshore | Bridge Data Centres (BDC), a subsidiary of Chindata Group, is undertaking the construction of a hyperscale data center in Johor Ulu Tiram, Johor, Malaysia. The project involves the construction of a hyperscale data center with a capacity of 400MW on 8ha of land. It includes the construction of server rooms, a diesel generator building, and an administrative space, and the installation of servers, Uninterruptible Power Supply (UPS) systems, cooling systems, safety and security systems. China State Construction Engineering Sdn Bhd has been appointed as the contractor and BRD New Materials Malaysia Sdn Bhd will supply and install Polyurethane (PU) Sealing Rockwool Sandwich Panels. The facility features X-Cooling systems, including immersive liquid cooling and Maglev two-phase cooling, which will help to deliver exceptional energy efficiency. It aims to receive the LEED Gold certificate. In December 2024, BDC signed an Electricity Supply Agreement (ESA) with Tenaga Nasional Berhad (TNB). The ESA will deliver 400MW of energy to BDC's MY07 data center. As part of the partnership, the two parties signed a Bilateral Energy Supply Contract and a Head of Terms agreement under the Corporate Renewable Energy Supply Scheme (CRESS). The partnership will facilitate the development of a framework for BDC to incorporate renewable energy into its operations. The collaboration aligns with global trends in green data center operations and contributes to Malaysia’s renewable energy transition goals. In August 2025, BDC partnered with Johor Special Water (JSW) to build a Water Reclamation Plant (WRP) integrated within the data center facility. The WRP will repurpose treated effluent from a nearby Indah Water Konsortium (IWK) facility and convert it into high-grade reclaimed water suitable for data center cooling. Construction works are scheduled to be completed in 2027. | 1.7 | 103.4195 | The project involves the construction of a hyperscale data center with a capacity of 400MW on 8ha of land in Johor, Malaysia. The US$150 million project includes the following: 1. Construction of server rooms 2. Construction of a diesel generator building 3. Construction of an administrative space 4. Installation of servers 5. Installation of Uninterruptible Power Supply system 6. Installation of safety and security systems 7. Installation of cooling systems 8. Installation of safety and security systems | Heating, ventilation and air conditioning (HVAC); Hyperscale Data Center; LEED |  |  | March 2026 - Construction works are underway. December 2025 - Construction works are underway. October 2025 - Construction works are underway. May 2025 - Construction works are underway. December 2024 - Construction works are underway. December 2024 - BDC signed an ESA with TNB. The ESA will deliver 400MW of energy to BDC's MY07 data center. Q3 2022 - BDC announced plans to build a data center campus in Johor. | Project work on Schedule | 1 | Not Funded / Unconfirmed | Private | Bridge Data Centres Malaysia | China State Construction Engineering Sdn Bhd
451520 | 451520 | 2026-03-05 10:26 | CtrlS – Kolkata New Town Data Center Complex – West Bengal | CtrlS – Kolkata New Town Data Center Complex – West Bengal | https://construction.globaldata.com/Projects/Overview/451520 | Execution | Parent | 263 | 2018 Q1 | 2023 Q3 | 2028 Q4 | Asia-Pacific | India | West Bengal | Kolkata | New Town, Bengal Silicon Valley Tech Hub | 700161 | Commercial & Leisure | Data Center | Data Center |  |  | New | Onshore | CtrlS Datacenters Ltd (CtrlS) is constructing a Tier IV colocation data center in Kolkata, West Bengal, India. The project involves the construction of a data center with a combined consumption capacity of 60MW on 101ha of land. It includes the construction of office rooms, administrative space, storage rooms, parking spaces, controlled gates, fortified walls, crash barriers, the installation of turnstile, an under-vehicle scanning system, metal detectors, baggage scanners, very early smoke detection apparatus (VESDA) systems, pre-action sprinklers, water recycling systems, generators and transformers, equipment and machinery, and safety and security systems. The project is being developed in four phases. The first phase involves the construction of a 4,087m2, three-storey data centre known as 'Kolkata DC1' with a consumption capacity of 16MW with 1,137 racks on 2.0ha of land. The facility has been committed to operating on renewable energy with a target Power Usage Effectiveness (PUE) of 1.4. It will utilize liquid cooling systems and is supplemented by N+N UPS redundancy. Construction works on the first phase commenced in the third quarter of 2023 and were completed in August 2025. Construction works for the remaining phases are scheduled to be completed by the end of 2028. | 22.614 | 88.4615 | The project involves the construction of a data center with a combined consumption capacity of 60MW on 101ha of land at New Town, Bengal Silicon Valley Tech Hub in Kolkata, West Bengal, India. The US$263 million project included the following: 1. Construction of office rooms 2. Construction of administrative space 3. Construction of storage rooms 4. Construction of parking spaces 5. Construction of controlled gates 6. Construction of fortified walls 7. Construction of crash barriers 8. Installation of turnstile 9. Installation of under-vehicle scanning system 10. Installation of metal detectors 11. Installation of baggage scanners 12. Instalaltion of very early smoke detection apparatus (VESDA) systems 13. Installation of pre-action sprinklers 14. Instalaltion of water recycling systems 15. Installation of generators and transformers 16. Installation of equipment and machinery 17. Installation of safety and security systems | Colocation Data Center; Heating, ventilation and air conditioning (HVAC); Tier 4 Data Center |  | https://www.ctrls.com/datacenter-kolkata/ | March 2026 - Construction works are underway for the remaining phases. November 2025 - Construction works are underway for the remaining phases. August 2025 - Construction works for the first phase of 16MW were completed. March 2025 - Planning activities in the remaining phases are underway. February 2025 - Construction works on the first phase are completed. July 2024 - Construction works are underway. October 2023 - Construction works are underway. Q3 2023 - Phase I construction commenced. June 2022 - The land was allocated for the project. April 2021 - Planning activities are underway. May 2020 - Planning activities are underway. June 2019 - Planning activities are underway. August 2018 - The foundation stone has been laid. January 2018 - CtrlS has announced the plans to build a data centre in Kolkata. | Project work on Schedule | 1 | Not Funded / Unconfirmed | Private | CtrlS Datacenters Ltd
507360 | 507360 | 2026-03-05 10:25 | Group 42/ iGenius/ VRT – Colosseum AI Innovation Hub – Italy | Group 42/ iGenius/ VRT – Colosseum AI Innovation Hub – Italy | https://construction.globaldata.com/Projects/Overview/507360 | Planning | Parent | 1000 | 2024 Q4 | 2026 Q4 | 2030 Q4 | Europe | Italy |  |  |  |  | Commercial & Leisure | Data Center | Data Center |  | Low | New | Onshore | Group 42 Holding Ltd throught its subsidiary Core42, iGenius, and Vertiv are planning to build a hyperscale AI data center campus in southern Italy; the exact location is yet to be determined. It involves the construction of an Nvidia DGX AI supercomputer powered by the Nvidia Grace Blackwell chips. It includes the installation of 80 NVIDIA GB200 NVL72 servers, each equipped with 72 Blackwell GPUs, electrical equipment, and security and safety systems. The project will include a modular setup and a scalable system to meet the computing demands of highly regulated sectors in the area, including finance, healthcare, and public administration. It will be used 132kw liquid cooling system. The system incorporates Vertiv’s 360AI reference architecture—developed in collaboration with NVIDIA—for data centre power and cooling. The project harnessed NVIDIA Omniverse technologies to create a digital twin of the full infrastructure stack, enabling Vertiv, iGenius, and NVIDIA to simulate and refine the data center design before construction. | 41.9399 | 12.9748 | The project involves the construction of a data center in Southern Italy. The US$1,000 million project includes the following: 1. Installation of 80 NVIDIA GB200 NVL72 servers, each equipped with 72 Blackwell GPUs 2. Installation of electrical equipment 3. Installation of security and safety systems | Digital Twins; Heating, ventilation and air conditioning (HVAC); Hyperscale Data Center; Prefabricated Construction |  |  | March 2026 - Planning activities are underway. December 2025 - Planning activities are underway. July 2025 - Planning activities are underway. Q1 2025 - Group 42 and iGenius announced plans to build a data center in Italy. | No Major Development | 0 | Not Funded / Unconfirmed | Private | Group 42 Holding Ltd;iGenius;Vertiv Holdings Co |  |  | NVIDIA Corp
560813 | 560813 | 2026-03-05 08:41 | Range Tec – Sandy Ridge Supercomputing Hub – Eastern | Range Tec – Sandy Ridge Supercomputing Hub – Eastern | https://construction.globaldata.com/Projects/Overview/560813 | Planning | Parent | 3042 | 2026 Q1 | 2029 Q1 | 2033 Q2 | Asia-Pacific | Hong Kong | Eastern |  |  |  | Commercial & Leisure | Data Center | Data Center |  | Medium | New | Onshore | Range Technology Development Co. Ltd (RTDC), through its subsidiary company Hong Kong Range Intelligent Computing Technology Co. Ltd, is planning to construct a supercomputing hub in Sandy Ridge, New Territories, Hong Kong. The project involves the construction of a supercomputing hub on a site area of 11ha. It also includes the construction of data rooms, server rooms, an administrative office, and parking facilities, and the installation of racks and safety and security systems. | 22.5298 | 114.1282 | The project involves the construction of a supercomputing hub on a site area of 11ha in Sandy Ridge, New Territories, Hong Kong. The US$3,042 million project includes the following: 1. Construction of data rooms 2. Construction of server rooms 3. Construction of an administrative office 4. Construction of parking facilities 5. Installation of racks 6. Installation of safety and security systems |  |  |  | March 05, 2026 - Planning works are underway. March 02, 2026 - RTDC announced plans to build a supercomputing hub in Sandy Ridge, New Territories, Hong Kong.. | Project work on Schedule | 1 | Not Funded / Unconfirmed | Private | Range Technology Development Co Ltd
560386 | 560386 | 2026-03-05 04:29 | Hyundai Corp – Saemangeum AI Data Center – Jeollabuk-do | Hyundai Corp – Saemangeum AI Data Center – Jeollabuk-do | https://construction.globaldata.com/Projects/Overview/560386 | Planning | Parent | 4002 | 2026 Q1 | 2027 Q2 | 2029 Q4 | Asia-Pacific | South Korea | Jeollabuk-do |  | Saemangeum |  | Commercial & Leisure | Data Center | Data Center |  | Medium | New | Onshore | Hyundai Corp is planning to construct an AI, hyperscale data center in Saemangeum, Jeollabuk-do, South Korea. The project involves the construction of a data center. It includes data halls, server rooms, a substation and an administration office, and the installation of generators, cooling systems, and safety and security systems. The facility will deploy 50,000 graphics processing units (GPUs). The project will be powered by renewable energy. The construction work is expected to be completed by 2029. | 35.9242 | 126.4551 | The project involves the construction of a data center in Saemangeum, Jeollabuk-do, South Korea. The US$4,002 million project includes the following: 1. Construction of data halls 2. Construction of server rooms 3. Construction of a substation 4. Construction of an administration office 5. Installation of generators 6. Installation of cooling systems 7. Installation of safety and security systems | Hyperscale Data Center |  |  | March 2026 - Planning activities are underway. February 2026 - Hyundai Corp announced a plan to construct an AI data center in Saemangeum. | No Major Development | 0 | Not Funded / Unconfirmed | Private | Hyundai Corp
312524 | 312524 | 2026-03-05 04:29 | Google Asia Pacific – Tainan Data Center – Taiwan | Google Asia Pacific – Tainan Data Center – Taiwan | https://construction.globaldata.com/Projects/Overview/312524 | Planning | Parent | 850 | 2019 Q3 | Awaiting Confirmation |  | Asia-Pacific | Taiwan | Taiwan | Tainan | Changhua County | 50861 | Commercial & Leisure | Data Center | Data Center |  | Low | New | Onshore | Google Inc (GOOG) is planning to build a second hyper-scale data center in Tainan, Taiwan. The project involves the construction of a data storage building, a network management center, an administrative building, server rooms, parking facilities, and the installation of elevators and security systems. | 22.9908 | 120.2133 | The project involves the construction of a second hyper-scale data center complex in Tainan, Taiwan. The US$850 million (TWD26,000 million) project includes the following: 1. Construction of data storage building 2. Construction of the network management center 3. Construction of an administrative building 4. Construction of server rooms 5. Construction of parking facilities 6. Installation of safety systems | Heating, ventilation and air conditioning (HVAC); Hyperscale Data Center | The data center project will be developed in Tainan, Taiwan. The project will be the second hyper-scale data center in Taiwan and will mainly aim to provide faster and more secure access to its services and customers that are growing in this region. The new data center will boost the capacity of the company's online operations. |  | March 05, 2026 - We have not been able to obtain further updates on this project. We have retained the same project stage and amended the key dates accordingly. We will update the profile as soon as we obtain any new information. April 22, 2025 - We have not been able to obtain further updates on this project. We have retained the same project stage and amended the key dates accordingly. We will update the profile as soon as we obtain any new information. August 2024 - Planning activities are underway. January 2024 - Planning activities are underway. June 2023 - Planning activities are underway. March 2023 - Planning activities are underway. June 2022 - Planning activities are underway. March 2022 - Planning activities are underway. November 2021 - Planning activities are underway. April 2021 - The project is in planning. January 2021 - Planning activities are underway. August 2020 - Planning activities are underway. February 2020 - Study activities are underway. September 2019 - The project is in the study stage. September 11, 2019 - GOOG announced plans to develop a hyper-scale data center in Tainan. | Information Unavailable |  | Not Funded / Unconfirmed | Private | Google Asia Pacific Pte Ltd
560779 | 560779 | 2026-03-04 17:46 | Box2Bit – Épila Data Center Complex – Aragon | Box2Bit – Épila Data Center Complex – Aragon | https://construction.globaldata.com/Projects/Overview/560779 | Planning | Parent | 4651 | 2026 Q1 | 2027 Q4 | 2031 Q4 | Europe | Spain | Aragon |  |  |  | Commercial & Leisure | Data Center | Data Center |  | Medium | New | Onshore | Box2Bit is planning to construct the Epilon data center complex in Zaragoza, Aragón, Spain. The project is planned in two phases on a 33ha area. Phase One involves the construction of two data processing buildings with a gross floor area of 66,100m2, with a consumption capacity of 150MW, and one administrative services building. The second phase involves the construction of data center buildings with a consumption capacity of 370MW with a total gross floor area of 161,200m2. The project also includes the construction of access and perimeter roads, parking facilities, the installation of sanitation and water supply infrastructure, electricity and fiber optics, and cooling equipment. Phase One is scheduled for completion in 2029. The construction timeline of the phase Two is yet to be disclosed. | 41.5969 | -1.2686 | The project involves the construction of the Epilon data center complex in Zaragoza, Aragón, Spain. The US$4,651 million project includes the following: 1. Construction of two data processing buildings with a gross floor area of 66,100m2, with a consumption capacity of 150MW, and one administrative services building in phase I 2. Construction of data center buildings with a consumption capacity of 370MW, with a total gross floor area of 161,200m2 in phase II 3. Construction of access and perimeter roads 4. Construction of parking facilities 5. Installation of sanitation and water supply infrastructure 6. Installation of electricity, fiber optics, and cooling equipment |  |  |  | March 2026 - Administrative procedures are underway. January 2026 - Box2Bit is planning to construct the Epilon data center complex in Zaragoza, Aragón. | Project work on Schedule | 1 | Not Funded / Unconfirmed | Private | Box2Bit
560781 | 560779 | 2026-03-04 17:43 | Box2Bit – Épila Data Center Complex: Phase II – Aragon | Box2Bit – Épila Data Center Complex – Aragon | https://construction.globaldata.com/Projects/Overview/560781 | Planning | Sub | 2713 | 2026 Q1 | 2028 Q4 | 2031 Q4 | Europe | Spain | Aragon |  |  |  | Commercial & Leisure | Data Center | Data Center |  | Medium | New | Onshore | Box2Bit is planning to construct the Epilon data center complex in Zaragoza, Aragón, Spain. The project involves the construction of data center buildings with a consumption capacity of 370MW, with a total gross floor area of 161,200m2. The project also includes the construction of access and perimeter roads, parking facilities, the installation of sanitation and water supply infrastructure, electricity and fiber optics, and cooling equipment. The construction timeline of the phase Two is yet to be disclosed. | 41.5969 | -1.2686 | The project involves the construction of the Epilon data center complex in Zaragoza, Aragón, Spain. The US$2,713 million project includes the following: 1. Construction of data center buildings with a consumption capacity of 370MW with a total gross floor area of 161,200m2 2. Construction of access and perimeter roads 3. Construction of parking facilities 4. Installation of sanitation and water supply infrastructure 5. Installation of electricity, fiber optics, and cooling equipment |  |  |  | March 04, 2026 - Administrative procedures are underway. January 2026 - Box2Bit announced plans to construct the Epilon data center complex in Zaragoza, Aragón. | Project work on Schedule | 1 | Not Funded / Unconfirmed | Private | Box2Bit
560780 | 560779 | 2026-03-04 17:38 | Box2Bit – Épila Data Center Complex: Phase I – Aragon | Box2Bit – Épila Data Center Complex – Aragon | https://construction.globaldata.com/Projects/Overview/560780 | Planning | Sub | 1342 | 2026 Q1 | 2027 Q4 | 2029 Q4 | Europe | Spain | Aragon |  |  |  | Commercial & Leisure | Data Center | Data Center |  | Medium | New | Onshore | Box2Bit is planning to construct the Epilon data center complex in Zaragoza, Aragón, Spain. The project involves the construction of two data processing buildings with a gross floor area of 66,100m2, with a consumption capacity of 150MW, and one administrative services building. The project also includes the construction of access and perimeter roads, parking facilities, the installation of sanitation and water supply infrastructure, electricity and fiber optics, and cooling equipment. | 41.5969 | -1.2686 | The project involves the construction of the Epilon data center complex in Zaragoza, Aragón, Spain. The US$1,342 million project includes the following: 1. Construction of two data processing buildings with a gross floor area of 66,100m2, with a consumption capacity of 150MW 2. Construction of an administrative services building 3. Construction of access and perimeter roads 4. Construction of parking facilities 5. Installation of sanitation and water supply infrastructure 6. Installation of electricity, fiber optics, and cooling equipment |  |  |  | March 04, 2026 - Administrative procedures are underway. January 2026 - Box2Bit announced plans to construct the Epilon data center complex in Zaragoza, Aragón. | Project work on Schedule | 1 | Not Funded / Unconfirmed | Private | Box2Bit
525333 | 525333 | 2026-03-04 17:07 | CENTRA Digital – MSP1 Data Center – Minnesota | CENTRA Digital – MSP1 Data Center – Minnesota | https://construction.globaldata.com/Projects/Overview/525333 | Execution | Parent | 70 | 2024 Q4 | 2025 Q3 | 2026 Q4 | North America | United States | Minnesota | Eagan | 610 Opperman | 55123 | Commercial & Leisure | Data Center | Data Center |  |  | Upgrade | Onshore | Centra Digital is undertaking the construction of a tier III, colocation data center in Minneapolis, Minnesota, the US The project involves the construction of a 13,935m2 data center with a consumption capacity of 12MW. It includes the construction of data halls, meet-me rooms, server rooms, a substation, a parking facility and the installation of safety and security systems. Ryan Construction has been appointed as the contractor. It draws power from Dakota Electric and is committed to operating on renewable energy. Free cooling and energy-efficient refrigerant-based cooling systems used for cooling with distributed power (4/3) & N+1 redundancy, and the project is backed by generators and UPS systems. The project is designed to achieve Leadership in Energy and Environmental Design (LEED) certification. Construction commenced in August 2025. | 44.8251 | -93.1132 | The project involves the construction of a 13,935m2 data center with a consumption capacity of 12MW at 610 Opperman Drive in Minneapolis, Minnesota, the US The US$70 million project includes the following: 1. Construction of data halls 2. Construction of meet-me rooms 3. Construction of server rooms 4. Construction of a substation 5. Construction of a parking facility 6. Installation of generators and uninterruptible power supply (UPS) units 7. Installation of the cooling system 8. Installation of safety and security systems | Colocation Data Center; Green data center; LEED; Tier 3 Data Center |  |  | March 2026 - Construction activities are underway. September 2025 - Construction activities are underway. August 2025 - A groundbreaking ceremony was held marking the start of construction. Q4 2024 - Centra Digital announced plans to build a data center in Minneapolis. | Project work on Schedule | 1 | Not Funded / Unconfirmed | Private | CADC Operations LLC | Ryan Construction Co Inc
467723 | 467723 | 2026-03-04 16:59 | Strategic RE – Project Peach Data Center – Georgia | Strategic RE – Project Peach Data Center – Georgia | https://construction.globaldata.com/Projects/Overview/467723 | Planning | Parent | 1000 | 2023 Q2 | 2027 Q2 | 2036 Q4 | North America | United States | Georgia |  | 300 Johnson Circle | 30268 | Commercial & Leisure | Data Center | Data Center | Parking Facilities | Low | New | Onshore | North Coweta Investors, LLC affliated with Strategic Real Estate Partners LLC (Strategic RE), is planning to construct a data center in Palmetto, Georgia, the US. The project involves the construction of eight data center buildings with a floor area of 195,096m2 on 129ha of land. It includes the construction of a server room, meeting rooms, an administrative building and 480 parking spaces, and the installation of generators, air conditioning systems, and safety and security systems. The Buildings (first, second, third, seventh, and eighth) each feature the development of a data center with a total floor area of 23,225.7m2 data center each. The fourth building includes the construction of a 13,935m2 data center. The fifth and sixth buildings include the construction of a 32,516m2 data center each. Kimley-Horn and Associates Inc. has been appointed as a civil engineer. In October 2025, Coweta County approved an additional 12 months for the power purchase contract. Construction works are scheduled to be completed by 2036. | 33.5022 | -84.6662 | The project involves the construction of eight data center buildings with a floor area of 195,096m2 on 129ha of land in Palmetto, Georgia, the US. The US$1000 million project includes the following: 1. Construction of a server room 2. Construction of meeting rooms 3. Construction of an administrative building 4. Construction of 480 parking spaces 5. Installation of generators 6. Installation of air conditioning systems 7. Installation of safety and security systems | Heating, ventilation and air conditioning (HVAC) |  |  | March 2026 - Planning activities are underway. October 2025 - The Coweta County approved the additional 12 months for the power purchase contract. August 2025 - Planning activities are underway. April 2025 - A rezoning application was approved by the city council. October 2024 - The project is awaiting rezoning approvals. Q2 2023 - Strategic RE announced plans to build data center in Palmetto. | No Major Development | 0 | Not Funded / Unconfirmed | Private | Strategic Real Estate Partners LLC |  |  | Kimley-Horn and Associates Inc
537944 | 537944 | 2026-03-04 16:57 | Priority Power – Project Aggie Data Center – Texas | Priority Power – Project Aggie Data Center – Texas | https://construction.globaldata.com/Projects/Overview/537944 | Cancelled | Parent | 1600 | 2025 Q1 | Awaiting Confirmation | 2025 Q3 | North America | United States | Texas | College Station | Midtown Dr & Corporate Pkwy | 77845 | Commercial & Leisure | Data Center | Data Center |  |  | New | Onshore | Priority Power Management was planning to undertake the construction of a colocation data center along Corporate Parkway and Midtown Drive in the Midtown Business Park, Texas, the US. The project involves the construction of two, two-story data center buildings with a consumption capacity of 600MW on 81ha of land. It included the construction of data halls, server rooms, a 300MW substation, an administrative space, and the installation of generators, cooling systems, safety and security systems. | 30.5713 | -96.2596 | The project involved the construction of two two-story data center buildings with a consumption capacity of 600MW on 81ha of land in College Station, Texas, the US. The US$1,600 million project included the following: 1. Construction of data halls 2. Construction of server rooms 3. Construction of a 300MW substation 4. Construction of an administrative space 5. Installation of generators 6. Installation of cooling systems 7. Installation of safety and security systems | Colocation Data Center; Heating, ventilation and air conditioning (HVAC) |  |  | September 2025 - The project has been cancelled due to the rejection of the plan by the College Station City Council. Q1 2025 - Priority Power announced plans for the construction of a data center in Texas. | Project has been Cancelled | -5 | Not Funded / Unconfirmed | Private | Priority Power Management LLC
560862 | 450276 | 2026-03-04 16:43 | Arista Net – 5200 Patrick Henry Drive Office Building : Data Center – California | Arista Net – 5200 Patrick Henry Drive Office Building – California | https://construction.globaldata.com/Projects/Overview/560862 | Execution | Sub | 40 | 2022 Q2 | 2025 Q1 | 2026 Q4 | North America | United States | California | Santa Clara | 5200 Patrick Henry Drive. | 95050 | Commercial & Leisure | Data Center | Data Center |  |  | Redevelopment | Onshore | Arista Networks is undertaking the construction of a data center in Santa Clara, California, the US. The project involves the construction of a data center with a consumption capacity of 10MW. It includes the construction of data halls, meet-me rooms, server rooms, a substation and the installation of generators and uninterruptible power supply (UPS) units, cooling systems and safety and security systems. Devcon has been appointed as the contractor. The facility will use closed‐loop cooling technology for cooling. It aims to achieve LEED Certification. | 37.4064 | -121.9831 | The project involves the construction of a data center with a consumption capacity of 10MW in Santa Clara, California, the US. The US$40 million project includes the following: 1. Construction of data halls 2. Construction of server rooms 3. Construction of a substation 4. Installation of generators and uninterruptible power supply (UPS) units 5. Installation of the cooling system 6. Installation of safety and security systems | LEED |  |  | March 2026 - Construction activities are underway. June 2025 - Construction activities are underway. March 2024 - Planning activities are underway. Q2 2022 - Arista Networks announced plans to build an office building in Santa Clara. | Project work on Schedule | 1 | Not Funded / Unconfirmed | Private | Arista Networks Inc | Devcon Construction Inc
536378 | 536378 | 2026-03-04 16:25 | Western Hg – Project Gravity Data Center – Pennsylvania | Western Hg – Project Gravity Data Center – Pennsylvania | https://construction.globaldata.com/Projects/Overview/536378 | Planning | Parent | 1000 | 2025 Q1 | 2027 Q1 | 2029 Q1 | North America | United States | Pennsylvania |  | between Business Route 6 and the Eynon Jermyn Road | 18403 | Commercial & Leisure | Data Center | Data Center |  | High | New | Onshore | Archbald 25 Developer, LLC was formerly known as Western Hospitality Group Inc. is planning to build a hyperscale data center in Archbald, Lackawanna County, Pennsylvania, the US. The project involves the construction of a 185,806m2 data center campus on 75ha of land. It includes the construction of seven, two-story data centers spanning 12,820m2 per floor, server rooms, a substation, parking spaces and the installation of safety and security systems. The facility draws power from the utility grid and site is adjacent to an electrical transmission line. It will need 360,000 gallons of water per day to operate and will use a closed loop cooling system subject to tenant-specifications. ARM Group Inc has been appointed as an environmental consultant and Kimley-Horn and Associates Inc as a consulting engineer. In October 2024, Western Hospitality Partners — Jermyn LLC signed a memorandum of purchase and sale agreement to buy the 75ha parcel in Archbald from property owner Five Up Realty LLC. | 41.5149 | -75.5554 | The project involves the construction of a 185,806m2 data center campus on 75ha of land on Eynon Jermyn Road in Lackawanna County, Pennsylvania, the US. The US$1,000 million project includes the following: 1. Construction of seven, two-story data centers spanning 12,820m2 per floor 2. Construction of server rooms 3. Construction of a substation 4. Construction of parking spaces 5. Installation of safety and security systems | Heating, ventilation and air conditioning (HVAC); Hyperscale Data Center |  |  | March 2026 - Planning activities are underway. January 2026 - Archbald 25 Developer LLC has applied for a water obstruction and encroachment permit and U.S. Army Corps of Engineers Section 404 permits with the Pennsylvania Department of Environmental Protection. September 2025 - The Archbald Planning Commission has given conditional approval for the preliminary plan. August 2025 - The project is waiting for approval. April 2025 - Archbald 25 Developer LLC has submitted plans to the Pennsylvania Department of State. Q1 2025 - Western Hospitality Group Inc. announced plans to build a data center in Archbald. | No Major Development | 0 | Not Funded / Unconfirmed | Private | Western Hospitality Group Inc |  |  | ARM Group Inc;Kimley-Horn and Associates Inc
537128 | 537128 | 2026-03-04 16:24 | IIJ – Shiroi Data Center Campus Expansion – Chiba | IIJ – Shiroi Data Center Campus Expansion – Chiba | https://construction.globaldata.com/Projects/Overview/537128 | Execution | Parent | 25 | 2025 Q2 | 2025 Q2 | 2026 Q4 | Asia-Pacific | Japan | Chiba | Shiroi | 5 Chome-738-6 Sakuradai, Shiroi City | 270-1421 | Commercial & Leisure | Data Center | Data Center |  |  | Expansion | Onshore | Internet Initiative Japan Inc. (IIJ) is undertaking the construction of a Tier III and Tier IV colocation data center at 5 Chome-738-6 Sakuradai in Shiroi City, Chiba Prefecture, Japan. The project involves the construction of a 5,400m2 data center with a consumption capacity of 10MW with 1,100 racks. It includes the construction of server rooms with racks, control rooms, an administrative space, storage space, meet-me rooms, and the installation of generators, air conditioning, safety, and security systems. The project will further expand up to 25MW at full build-out and is the third phase of the project. The facility has been designed to meet ISO 27001 (ISMS) and ISO 14001 (EMS) certificates. The in-house division of IIJ Engineering Co. is the architect, and CM Plus Co., Ltd. is the project management consultant. The facility has been committed to operating on on-site solar power, which uses a four-wire UPS with N+1 redundancy, lithium-ion batteries for power backup, and it will utilize a liquid chiller cooling system. Construction works commenced in May 2025 and are expected to be completed in 2026. | 35.8 | 140.0667 | The project involves the construction of a 5,400m2 data center with a consumption capacity of 10MW with 1,100 racks in Shiroi City, Chiba Prefecture, Japan. The US$25 million project includes the following: 1. Construction of server rooms with racks 2. Construction of control rooms 3. Construction of an administrative space 4. Construction of storage space 5. Construction of meet-me rooms 6. Installation of generators 7. Installation of equipment 8. Installation of advanced cooling systems 9. Installation of safety and security systems | Colocation Data Center; Emergency power/Backup power; Tier 3 Data Center; Tier 4 Data Center |  |  | March 2026 - Construction activities are underway. September 2025 - Construction activities are underway. May 27, 2025 - Ground breaking ceremony was held, marking the start of construction. Q2 2025 - IIJ announced plans to expand its data center in Shiroi. | Project work on Schedule | 1 | Not Funded / Unconfirmed | Private | Internet Initiative Japan Inc |  | Internet Initiative Japan Inc | CM Plus Corp
355878 | 355878 | 2026-03-04 16:24 | Equinix/ PGIM Real Estate Finance – Sydney XScale Data Centers – New South Wales | Equinix/ PGIM Real Estate Finance – Sydney XScale Data Centers – New South Wales | https://construction.globaldata.com/Projects/Overview/355878 | Execution | Parent | 575 | 2021 Q3 | 2022 Q1 | 2027 Q4 | Asia-Pacific | Australia | New South Wales | Sydney | Rosehill | 2142 | Commercial & Leisure | Data Center | Data Center |  |  | New | Onshore | Equinix, Inc. (EQIX) and PGIM Real Estate (PGIM) are jointly constructing two hyperscale data centers in Sydney, New South Wales, Australia. The project involves the construction of two 56MW xScale data centers each with a power capacity of 28MW. The two xScale data centers are named "SY9x" and "SY10x." It includes the construction of server rooms, administrative facilities, and parking facilities, and the installation of electrical and mechanical equipment. The construction of 14MW of the SY9x data center was completed in June 2022. SY10x involves the construction of a 20,100m2 data center with a consumption capacity of 28MW. | -33.8678 | 151.2073 | The project involves the construction of two 56MW xScale data centers each with a power capacity of 28MW in Sydney, New South Wales, Australia. The US$575 million project includes the following: 1. Construction of server rooms 2. Construction of administrative facilities 3. Construction of parking facilities 4. Installation of electrical and mechanical equipment | Heating, ventilation and air conditioning (HVAC); Hyperscale Data Center | Two xScale data centers are being developed in Sydney, located in Rosehill, adjacent to the Western Sydney CBD of Parramatta. |  | March 2026 - Construction activities are underway. July 2025 - Construction activities are underway. December 2024 - Construction activities are underway. July 2023 - Construction activities are underway. October 2022 - Construction activities are underway. June 2022 - Construction of 14MW of SY9x data center is completed and opened. Q1 2022 - Construction activities are underway. December 2021 - Planning activities are underway. Q3 2021 - Equinix and PGIM announced plans to build two xScale data centers in Sydney, Australia. | Project work on Schedule | 1 | Not Funded / Unconfirmed | Private | Equinix Inc;PGIM Real Estate Finance LLC
465839 | 465839 | 2026-03-04 16:24 | LG CNS/ Sinarmas Land – Kuningan Data Center – Jakarta | LG CNS/ Sinarmas Land – Kuningan Data Center – Jakarta | https://construction.globaldata.com/Projects/Overview/465839 | Execution | Parent | 300 | 2023 Q1 | 2025 Q1 | 2026 Q4 | Asia-Pacific | Indonesia | Jakarta | Jakarta | Kuningan |  | Commercial & Leisure | Data Center | Data Center |  |  | New | Onshore | PT LG Sinarmas, a joint venture between Sinarmas Group and LG CNS Co., Ltd is undertaking the construction of a hyperscale data center in Kuningan, South Jakarta, Indonesia. The project involves the construction of an 8,516m2 data center. It also includes the construction of network management centers, an administration building, server rooms, a cafeteria, a parking space, and the installation of safety and security systems. PT Dian Swastatika Sentosa Tbk has been appointed as the contrcator for a value of US$73 million. The facility will utilize a liquid cooling system. Construction works were commenced in March 2025 and are scheduled to be completed in the fourth quarter of 2026. | -6.9919 | 108.4792 | The project involves the construction of an 8,516m2 data center in Kuningan, South Jakarta, Indonesia. The US$300 million project includes the following: 1. Construction of network management centers 2. Construction of an administration building 3. Construction of server rooms 4. Construction of a cafeteria 5. Construction of a parking space 6. Installation of safety and security systems | Artificial Intelligence; Heating, ventilation and air conditioning (HVAC); Hyperscale Data Center; Special Economic Zone |  |  | March 2026 - Construction activities are underway. June 2025 - Construction activities are underway. March 2025 - Sinar Mas officially started the construction of SMX01 data center in Jakarta. September 2024 - Planning activities are underway. Q1 2024 - PT LG Sinarmas announced plans to build a data center facility at Kuningan. | Project work on Schedule | 1 | Partially Funded | Private | LG CNS Co Ltd;Sinarmas Land Ltd | PT Dian Swastatika Sentosa Tbk
375364 | 375364 | 2026-03-04 16:23 | DayOne DC/ INA – Nongsa Digital Park Data Center Campus – Riau Islands | DayOne DC/ INA – Nongsa Digital Park Data Center Campus – Riau Islands | https://construction.globaldata.com/Projects/Overview/375364 | Execution | Parent | 520 | 2021 Q2 | 2022 Q3 | 2026 Q4 | Asia-Pacific | Indonesia | Riau Islands |  | Nongsa Digital Park | 29466 | Commercial & Leisure | Data Center | Data Center |  |  | New | Onshore | DayOne Data Centers (Dayone), a subsidiary of GDS Holdings Ltd (GDS) is partnering with Indonesia Investment Authority (INA), which is wholly owned by the Government of Indonesia, to undertake the construction of a hyperscale data center campus in Riau Islands, Indonesia. The project involves the construction of three data center buildings with a power consumption capacity of 72.4MW on a gross floor area of 68,812m2. Building B has a consumption capacity of 16MW and building C has 40MW consumption capacity. It includes the construction of server rooms, meeting rooms, administrative facilities, and storage facilities, and the installation of equipment and cooling systems, safety, and security systems. Turner & Townsend has been appointed as the project management consultant and PT. Jamrud Andalas Jaya is the contractor. The facility has been designed to meet the LEED Gold certificate. In July 2022, a groundbreaking ceremony was held marking the start of construction. DayOne and INA signed a financing agreement for the development of the project in 2023. In June 2025, DBS and UOB jointly provided an US$412.1 million loan to DayOne to finance the development of the data center campus. | 1.1886 | 104.1055 | The project involves the construction of three data center buildings with a power consumption capacity of 72.4MW on a gross floor area of 68,812m2 in Riau Islands, Indonesia. The US$520 million project includes the following: 1. Construction of meeting rooms 2. Construction of server rooms 3. Construction of administrative facilities 4. Construction of storage facilities 5. Installation of equipment and cooling systems 6. Installation of safety and security systems | Heating, ventilation and air conditioning (HVAC); Hyperscale Data Center; LEED | A data center campus is being built at Nongsa Digital Park in Batam. The project aims to provide cloud services to businesses and increase the vibrancy of the digital economy. |  | March 2026 - Construction activities are underway. June 2025 - Construction activities are underway. May 2024 - Construction activities are underway. November 2023 - Construction activities are underway. May 2023 - Construction activities are underway. July 2022 - A groundbreaking ceremony was held marking the start of construction. Q2 2021 - GDS announced plans to build a data center campus in Riau Islands, Indonesia. | Project work on Schedule | 1 | Partially Funded | Private | DayOne Data Centers Singapore Pte Ltd;Indonesia Investment Authority | PT Jamrud Andalas Jaya |  | Turner & Townsend Sdn Bhd
504302 | 229312 | 2026-03-04 15:01 | Polarise – Oslo Airport City: AI Hub ONE Data Center – Oslo | OAC – Oslo Airport City – Akershus | https://construction.globaldata.com/Projects/Overview/504302 | Execution | Sub | 40 | 2024 Q1 | 2024 Q4 | 2026 Q2 | Europe | Norway | Oslo | Oslo | Edvard Munchs veg 2061, Gardermoen | 2060 | Commercial & Leisure | Data Center | Data Center |  |  | New | Onshore | Polarise SARL is planning to construct the tier III, colocation AI data center within the premises of Oslo Airport City (OAC) in Gardermoen, Norway. The project involves the construction of a 16MW data center with a total floor area of 3,800m2. It includes the construction of server rooms, administrative space, office spaces, distribution rooms, and parking spaces, and the installation of racks suitable for AI and HPC applications, two phase liquid-to-liquid cooling systems, with cooling capacities of 300 KW per unit, rear-door heat exchangers, 2.7MW of rooftop solar panels and safety and security systems. It will be developed in two 8MW phases. It aims to utilise 100% renewable, primarily hydroelectric power to power its data center operations. The surplus heat will be used in Statkraft Varme's district heating plant locally. The cool climate and strategic location in Norway provide excellent operating conditions, renewable energy, and competitive costs. | 60.1949 | 11.0928 | The project involves the construction of a 16MW data center with a total floor area of 3,800m2 in Oslo, Norway. The US$40 million project includes the following: 1. Construction of server rooms 2. Construction of administrative space 3. Construction of office spaces 4. Construction of distribution rooms 5. Construction of parking spaces 6. Installation of racks suitable for AI and HPC applications 7. Installation of two phase liquid-to-liquid cooling systems, with cooling capacities of 300 KW per unit 8. Installation of rear-door heat exchangers 9. Installation of 2.7MW rooftop solar panels 10. Installation safety and security systems | BREEAM; Colocation Data Center; Tier 3 Data Center |  |  | March 2026 - Construction activities are underway. November 2025 - Construction activities are underway. May 2025 - Construction activities are underway. November 2024 - Construction work commenced. March 01, 2024 - Polarise announced plans to construct a data center in Oslo. | Project work on Schedule | 1 | Not Funded / Unconfirmed | Private | Polarise SARL
509779 | 509779 | 2026-03-04 14:56 | US Signal – Des Moines Data Center Expansion – Iowa | US Signal – Des Moines Data Center Expansion – Iowa | https://construction.globaldata.com/Projects/Overview/509779 | Execution | Parent | 50 | 2025 Q1 | 2025 Q4 | 2026 Q4 | North America | United States | Iowa | Des Moines | at 390 NE Alices Road | 50316 | Commercial & Leisure | Data Center | Data Center |  |  | Expansion | Onshore | US Signal is undertaking the expansion of its data center at 390 NE Alice's Road, Des Moines, Iowa, US. The project involves the construction of a data center with a consumption capacity of 6MW. It includes the construction of server rooms, data halls, an office/administration space, and the installation of generators, 100 racks, cooling systems, and safety and security systems. Etzel Engineer and Build, Inc has been appointed as a design-build contractor, EXP as a civil engineer, and Access Michigan as an equipment supply contractor. It is designed to provide the power, flexibility, and cooling efficiency needed for next-generation workloads. The project is part of US Signal's US$200 million investment in data centers and fiber infrastructure. | 41.6202 | -93.854 | The project involves the construction of a data center with a consumption capacity of 6MW in Des Moines, Iowa, the US. The US$50 million project includes the following: 1. Construction of server rooms 2. Construction of office/administration spaces 3. Construction of data halls 4. Installation of generators 5. Installation of 100 racks 6. Installation of cooling systems 7. Installation of safety and security systems | Edge Data Center |  |  | March 2026 - Construction activities are underway. November 2025 - A groundbreaking ceremony was held. Q1 2025 - US Signal announced plans to expand its data center in Des Moines. | Project work on Schedule | 1 | Not Funded / Unconfirmed | Private | US Signal Co LLC | Etzel Engineer and Build Inc | Etzel Engineer and Build Inc | EXP Services Inc
409168 | 409168 | 2026-03-04 14:53 | FMR/ Mitsui – Inzai 4 Data Center – Chiba | FMR/ Mitsui – Inzai 4 Data Center – Chiba | https://construction.globaldata.com/Projects/Overview/409168 | Execution | Parent | 100 | 2022 Q1 | 2023 Q2 | 2026 Q4 | Asia-Pacific | Japan | Chiba |  | 2 Chome Otsuka, Colt Inzai Data Center | 270-1352 | Commercial & Leisure | Data Center | Data Center |  |  | New | Onshore | Fidelity Investments and Mitsui & Co. (Mitsui) are undertaking the construction of a Tier III hyperscale data center at 2 Chome Otsuka, in Inzai, Aichi, Japan. The project involves the construction of a five-story data center with a power consumption capacity of 20MW on 0.87ha of land. It includes the construction of server rooms, meeting rooms, administrative space, and parking facilities, the installation of equipment and cooling systems, and the installation of safety and security systems. It will be developed in phases. Colt Data Centre Services has been appointed as the associated developer and operator. It has N+1 UPS redundancy and N+1 gas turbine generator redundancy for power backup. It will use an N+2 Computer Room Air Handler (CRAH) chilled water cooling system and has a PUE of 1.36. In February 2025, the first phase with 4.8MW is completed. | 35.8073 | 140.1147 | The project involves the construction of a five-story data center with a consumption capacity of 20MW on 0.87ha of land in Inzai, Aichi, Japan. The US$100 million project includes the following: 1. Construction of server rooms with racks 2. Construction of administrative space 3. Construction of data halls 4. Installation of equipment 5. Installation of safety and security systems | Hyperscale Data Center; Tier 3 Data Center | A data center is being undertaken in Inzai, Aichi. The aim of the project is to provide hyper-scale data centers that can help further serve the data center needs of businesses worldwide. | www.coltdatacentres.net/ja-JP/our-locations/data-centre-locations-asia/inzai-4 | March 2026 - Construction works are underway. July 2025 - Construction works are underway. February 2025 - Construction works on the first phase completed. September 2024 - Construction works are underway. November 2023 - Construction works are underway. April 2023 - Construction works were commenced. Q1 2022 - Colt Data Center Services and Mitsui & Co are announced to build a 20MW data center in Inzai. | Project work on Schedule | 1 | Not Funded / Unconfirmed | Private | FMR LLC;Mitsui & Co Ltd
556153 | 556153 | 2026-03-04 14:04 | Google – Sharka Data Center: Building V – Texas | Google – Sharka Data Center: Building V – Texas | https://construction.globaldata.com/Projects/Overview/556153 | Execution | Parent | 880 | 2025 Q3 | 2026 Q1 | 2027 Q1 | North America | United States | Texas | Midlothian | 3441 Railport Parkway | 76065 | Commercial & Leisure | Data Center | Data Center |  |  | Expansion | Onshore | Google is undertaking the construction of a hyperscale data center at 3441 Railport Parkway in Midlothian, Texas, the US. The project involves the construction of a 26,756m2 one-storey data center. It also includes the construction of server rooms, meeting rooms, an administrative space, parking facilities, installation of cooling systems, and safety and security systems. Construction is expected to be completed in February 2027. | 32.4824 | -96.9945 | The project involves the construction of a 26,756m2 one-storey data center in Midlothian, Texas, the US. The US$880 million project includes the following: 1. Construction of server rooms 2. Construction of meeting rooms 3. Construction of an administrative space 4. Construction of parking facilities 5. Installation of cooling systems 6. Installation of safety and security systems | Hyperscale Data Center |  |  | March 2026 - Construction activities are underway. January 2026 - Construction commenced. December 2025 - Google has submitted plans to the Texas Department of Licensing and Regulation. Q3 2025 - Google announced plans to build a data center in Texas. | Project work on Schedule | 1 | Not Funded / Unconfirmed | Private | Google LLC
513136 | 513136 | 2026-03-04 14:03 | L51 Developments – Bootle Data Center – Sefton | L51 Developments – Bootle Data Center – Sefton | https://construction.globaldata.com/Projects/Overview/513136 | Planning | Parent | 97 | 2021 Q2 | 2027 Q1 | 2029 Q4 | Europe | United Kingdom | Sefton | Bootle | 51 Bridle Road | L30 4UE | Commercial & Leisure | Data Center | Data Center |  | Medium | Redevelopment | Onshore | L51 Developments Limited is planning to build a colocation data center in Bootle, Sefton, the UK. The project involves the demolition of all existing buildings and the construction of a two-storey 45,100m2 data center. It includes the construction of two data center halls, a three-storey 4,600m2 of office space, a new substation, internal access roads, a breakroom, storage rooms and parking facilities, the relocation of the existing 11kV substation, and the installation of 38 generators, safety and security systems. The facility draws power from the utility grid. It utilises a closed-loop chilled water cooling system. Tim Groom Architects Ltd and Mather & Co Ltd have been appointed as architects, Future-Tech SCI Limited as a consulting engineer, Turley Associates Ltd as a planner, and Miller Goodall Ltd as an acoustic consultant. In July 2021, L51 Developments was granted permission by Sefton Council to redevelop the former HSBC data center campus. Construction is expected to be completed in 2029. | 53.4746 | -2.9709 | The project involves the construction of a two-storey 45,100m2 data center with a capacity of 28MW on 4ha of land at 51 Bridle Road, Netherton in Bootle, Sefton, the UK. The US$97 million project includes the following: 1. Construction of a three-storey 4,600m2 of office space 2. Construction of two data center halls 3. Construction of internal access roads 4. Construction of a breakroom 5. Construction of storage rooms 6. Construction of a new substation 7. Construction of parking facilities 8. Relocation of the existing 11kV substation 9. Installation of 38 generators 10. Installation of safety and security systems | Colocation Data Center; Emergency power/Backup power |  |  | March 2026 - The Planning Officer has recommended the application for approval to Planning and Committee. January 2026 - A public consultation was held. August 18, 2025 - The preliminary planning application has been submitted to the Sefton Council. July 2021 - Sefton Council granted L51 Developments permission to demolish the existing office building on the site. Q2 2021 - L51 Developments announced plans to redevelop the site 51 Bridle Road in the Netherton area of Bootle, Sefton. | Project work on Schedule | 1 | Not Funded / Unconfirmed | Private | L51 Developments Ltd |  | Mather & Co Ltd;Tim Groom Architects Ltd | Future-Tech SCI Limited;Miller Goodall Ltd;Turley Associates Ltd
507448 | 507448 | 2026-03-04 13:53 | Polarnode – Vierumaki Business Park Data Center – Paijanne Tavastia | Polarnode – Vierumaki Business Park Data Center – Paijanne Tavastia | https://construction.globaldata.com/Projects/Overview/507448 | Planning | Parent | 570 | 2025 Q1 | 2027 Q1 | 2029 Q2 | Europe | Finland | Paijanne Tavastia | Heinola | Vierumäki Business Park |  | Commercial & Leisure | Data Center | Data Center |  | Medium | New | Onshore | Polarnode is planning to construct a colocation data center in the northern part of Vierumki Business Park, Heinola, Finland. The project involves the construction of a 40MW data center on an 11ha. It includes the construction of server rooms, meeting rooms, administrative parking spaces, and the installation of equipment, cooling systems, and safety and security systems. | 61.1064 | 25.9263 | The project involves the construction of a 40MW data center on 11ha of land in Heinola, Finland. The US$570 million project includes the following: 1. Construction of server rooms 2. Construction of meeting rooms 3. Construction of administrative spaces 4. Construction of parking spaces 5. Installation of equipment 6. Installation of cooling systems 7. Installation of safety and security systems | Colocation Data Center; Heating, ventilation and air conditioning (HVAC) |  |  | March 04, 2026 - We have not been able to obtain further updates on this project. We have retained the same project stage and amended the key dates accordingly. We will update the profile as soon as we obtain any new information. Q2 2025 - Polarnode and the City of Heinola are preparing a cooperation agreement. Q1 2025 - Polarnode has announced a data center in Heinola. | Information Unavailable |  | Not Funded / Unconfirmed | Private | Polarnode Oy
510502 | 510502 | 2026-03-04 13:50 | ST Telemedia Global Data Ctrs – STT Jaipur 1 Edge Data Center – Rajasthan | ST Telemedia Global Data Ctrs – STT Jaipur 1 Edge Data Center – Rajasthan | https://construction.globaldata.com/Projects/Overview/510502 | Execution | Parent | 35 | 2024 Q1 | 2024 Q4 | 2027 Q3 | Asia-Pacific | India | Rajasthan | Jaipur |  |  | Commercial & Leisure | Data Center | Data Center |  |  | New | Onshore | ST Telemedia Global Data Centres (STT GDC) India is undertaking the construction of an edge data center in Jaipur, Rajasthan, India. The project involves the construction of a 15,300m2 data center with an IT capacity of 6MW on 0.59ha of land. It includes the construction of server rooms, meeting rooms, office space, parking facilities, access roads, the installation of power-related infrastructure, generators, cooling systems, and safety and security systems. | 26.9196 | 75.7878 | The project involves the construction of a 15,300m2 AI data center with an IT capacity of 6MW on 0.59ha of land in Jaipur, Rajasthan, India. The US$35 million project includes the following: 1. Construction of server rooms 2. Construction of meeting rooms 3. Construction of office space 4. Construction of parking facilities 5. Construction of access roads 6. Installation of power-related infrastructure 7. Installation of generators 8. Installation of cooling systems 9. Installation of safety and security systems | Edge Data Center |  |  | March 2026 - Construction works are underway. June 2025 - Construction works are underway. November 2024 - Construction works are commenced. January 2024 - STT GDC announced a plan to build a data center in Jaipur. | Project work on Schedule | 1 | Not Funded / Unconfirmed | Private | STT GDC Pte Ltd
469838 | 469496 | 2026-03-04 11:51 | MSFT – ATH02 Data Center – Attica | MSFT – Attica Data Centers Program – Attica | https://construction.globaldata.com/Projects/Overview/469838 | Planning | Parent | 150 | 2020 Q4 | 2026 Q4 | 2029 Q3 | Europe | Greece | Attica | Koropi | located 160m on Filiati Street and 120m on Elias Street which connects the center of Koropi, via Agioi Asomatos in Municipality of Kropias | 194 00 | Commercial & Leisure | Data Center | Data Center |  | Low | New | Onshore | Microsoft (MSFT) is planning to undertake the construction of a hyperscale data center in the Municipality of Kropias, Attica, Greece. The project involves the construction of 102,039m2 of space with a capacity of 9.6MW. It includes the construction of a ballard building, an admin building, a DC building, an extensive internal road accompanying facilities and infrastructure and the installation of mechanical and electrical data storage equipment. The project will be developed according to LEED requirements. The data center will use air-based cooling systems to minimize water usage and will be powered by 100% green energy. In January 2022, MSFT submitted an investment plan to Enterprise Greece, to join the special status of Strategic Investments and was approved in April 2022. In May 2023, the Special Plan for Spatial Development Strategic Investment (ESHASE) was approved for the strategic investment in the project. | 37.9097 | 23.8405 | The project involves the construction of 102,039m2 data center with a capacity of 9.6MW in the Municipality of Kropias, Attica, Greece. The US$150 million project includes the following: 1. Construction of a ballard building 2. Construction of an admin building 3. Construction of a data center (DC) building 4. Construction of an extensive internal road 5. Construction of accompanying facilities and infrastructure 6. Installation of mechanical and electrical data storage equipment. | Heating, ventilation and air conditioning (HVAC); Hyperscale Data Center; LEED |  |  | March 2026 - Planning activities are underway. July 2025 - Planning activities are underway. May 2025 - Planning activities are underway. January 2025 - Planning activities are underway. October 2024 - Planning activities are underway. September 2024 - Planning activities are underway. March 2024 - Planning activities are underway. January 2024 - Planning activities are underway. November 2023 - Planning activities are underway. May 2023 - ESHASE approved for the strategic investment for the project. December 2022 - Planning activities are underway. June 2022 - Planning activities are underway. April 2022 - Enterprise Greece approved the investment plan. January 2022 - MSFT submitted a investment file application to the Enterprise Greece, in order to join the special status of Strategic Investments. December 2021 - Planning activities are underway. October 2020 - MSFT announced plans to build a data center in Koropi. | No Major Development | 0 | Not Funded / Unconfirmed | Private | Microsoft Corp
403516 | 403406 | 2026-03-04 11:36 | Beijing DYT – Jingzhou Yangtze River Economic Data Industrial Park: Phase I – Hubei | Beijing DYT – Jingzhou Yangtze River Economic Data Industrial Park – Hubei | https://construction.globaldata.com/Projects/Overview/403516 | Study | Sub | 221 | 2023 Q1 | Awaiting Confirmation |  | Asia-Pacific | China | Hubei | Jingzhou |  |  | Commercial & Leisure | Data Center | Data Center |  | Low | New | Onshore | Beijing Dahua Yichuang Technology Co. Ltd (BDYT) is planning to build a data industrial park in Jingzhou, Hubei, China. The project involves the construction of a data industrial park. It also includes the construction of data room buildings with 3,000 racks, server rooms, an administrative office, and parking facilities and the installation of equipment and safety and security systems. | 30.3503 | 112.1903 | The project involves the construction of a data industrial park in Jingzhou, Hubei. The US$221 million project includes the following: 1. Construction of data room buildings with 3,000 racks 2. Construction of server rooms 3. Construction of an administrative office 4. Construction of parking facilities 5. Installation of equipment and safety and security systems | Heating, ventilation and air conditioning (HVAC) | A data industrial park is planned to be developed in Jingzhou. |  | March 04, 2026 - We have not been able to obtain further updates on this project. We have retained the same project stage and amended the key dates accordingly. We will update the profile as soon as we obtain any new information. July 09, 2025 - We have not been able to obtain further updates on this project. We have retained the same project stage and amended the key dates accordingly. We will update the profile as soon as we obtain any new information. August 02, 2024 - We have not been able to obtain further updates on this project. We have retained the same project stage and amended the key dates accordingly. We will update the profile as soon as we obtain any new information. March 07, 2024 - We have not been able to obtain further updates on this project. We have retained the same project stage and amended the key dates accordingly. We will update the profile as soon as we obtain any new information. September 12, 2023 - We have not been able to obtain further updates on this project. We have retained the same project stage and amended the key dates accordingly. We will update the profile as soon as we obtain any new information. March 2023 - Study activities are underway. January 2023 - BDYT announced plans to build a data industrial park in Jingzhou, Hubei. | Information Unavailable |  | Not Funded / Unconfirmed | Private | Beijing Dahua Yichuang Technology Co Ltd
403406 | 403406 | 2026-03-04 11:35 | Beijing DYT – Jingzhou Yangtze River Economic Data Industrial Park – Hubei | Beijing DYT – Jingzhou Yangtze River Economic Data Industrial Park – Hubei | https://construction.globaldata.com/Projects/Overview/403406 | Study | Parent | 443 | 2023 Q1 | Awaiting Confirmation |  | Asia-Pacific | China | Hubei | Jingzhou |  |  | Commercial & Leisure | Data Center | Data Center |  | Low | New | Onshore | Beijing Dahua Yichuang Technology Co. Ltd (BDYT) is planning to build a data industrial park in Jingzhou, Hubei, China. The project involves the construction of a data industrial park with a 120,000m2 GFA. It also includes the construction of data room buildings with 10,000 racks, server rooms, an administrative office, and parking facilities and the installation of equipment and safety and security systems. The project will be developed in two phases. Phase I and II will have 3,000 racks and 7,000 racks, respectively. | 30.3503 | 112.1903 | The project involves the construction of a data industrial park with a 120,000m2 gross floor area (GFA) in Jingzhou, Hubei. The US$443 million project includes the following: 1. Construction of data room buildings with 10,000 racks 2. Construction of server rooms 3. Construction of an administrative office 4. Construction of parking facilities 5. Installation of equipment and safety and security systems | Heating, ventilation and air conditioning (HVAC) | A data industrial park is planned to be developed in Jingzhou. |  | March 04, 2026 - We have not been able to obtain further updates on this project. We have retained the same project stage and amended the key dates accordingly. We will update the profile as soon as we obtain any new information. July 09, 2025 - We have not been able to obtain further updates on this project. We have retained the same project stage and amended the key dates accordingly. We will update the profile as soon as we obtain any new information. August 02, 2024 - We have not been able to obtain further updates on this project. We have retained the same project stage and amended the key dates accordingly. We will update the profile as soon as we obtain any new information. March 07, 2024 - We have not been able to obtain further updates on this project. We have retained the same project stage and amended the key dates accordingly. We will update the profile as soon as we obtain any new information. September 12, 2023 - We have not been able to obtain further updates on this project. We have retained the same project stage and amended the key dates accordingly. We will update the profile as soon as we obtain any new information. March 2023 - Study activities are underway. January 2023 - BDYT announced plans to build a data industrial park in Jingzhou, Hubei. | Information Unavailable |  | Not Funded / Unconfirmed | Private | Beijing Dahua Yichuang Technology Co Ltd
403518 | 403406 | 2026-03-04 11:35 | Beijing DYT – Jingzhou Yangtze River Economic Data Industrial Park: Phase II – Hubei | Beijing DYT – Jingzhou Yangtze River Economic Data Industrial Park – Hubei | https://construction.globaldata.com/Projects/Overview/403518 | Study | Sub | 221 | 2023 Q1 | Awaiting Confirmation |  | Asia-Pacific | China | Hubei | Jingzhou |  |  | Commercial & Leisure | Data Center | Data Center |  | Low | New | Onshore | Beijing Dahua Yichuang Technology Co. Ltd (BDYT) is planning to build a data industrial park in Jingzhou, Hubei, China. The project involves the construction of a data industrial park. It also includes the construction of data room buildings with 7,000 racks, server rooms, an administrative office, and parking facilities and the installation of equipment and safety and security systems. | 30.3503 | 112.1903 | The project involves the construction of a data industrial park in Jingzhou, Hubei. The US$221 million project includes the following: 1. Construction of data room buildings with 7,000 racks 2. Construction of server rooms 3. Construction of an administrative office 4. Construction of parking facilities 5. Installation of equipment and safety and security systems | Heating, ventilation and air conditioning (HVAC) | A data industrial park is planned to be developed in Jingzhou. |  | March 04, 2026 - We have not been able to obtain further updates on this project. We have retained the same project stage and amended the key dates accordingly. We will update the profile as soon as we obtain any new information. July 09, 2025 - We have not been able to obtain further updates on this project. We have retained the same project stage and amended the key dates accordingly. We will update the profile as soon as we obtain any new information. August 02, 2024 - We have not been able to obtain further updates on this project. We have retained the same project stage and amended the key dates accordingly. We will update the profile as soon as we obtain any new information. August 02, 2024 - We have not been able to obtain further updates on this project. We have retained the same project stage and amended the key dates accordingly. We will update the profile as soon as we obtain any new information. March 07, 2024 - We have not been able to obtain further updates on this project. We have retained the same project stage and amended the key dates accordingly. We will update the profile as soon as we obtain any new information. September 12, 2023 - We have not been able to obtain further updates on this project. We have retained the same project stage and amended the key dates accordingly. We will update the profile as soon as we obtain any new information. March 2023 - Study activities are underway. January 2023 - BDYT announced plans to build a data industrial park in Jingzhou, Hubei. | Information Unavailable |  | Not Funded / Unconfirmed | Private | Beijing Dahua Yichuang Technology Co Ltd
493706 | 493706 | 2026-03-04 10:39 | NTT DATA – Hyderabad AI Data Center Cluster – Telangana | NTT DATA – Hyderabad AI Data Center Cluster – Telangana | https://construction.globaldata.com/Projects/Overview/493706 | Planning | Parent | 1217 | 2025 Q1 | 2028 Q1 | 2031 Q2 | Asia-Pacific | India | Telangana | Hyderabad |  |  | Commercial & Leisure | Data Center | Data Center |  | Low | New | Onshore | NTT DATA Group Corp is planning to construct an AI data center in Hyderabad, Telangana, India. The project involves the construction of a data center with a consumption capacity of 400MW. It includes the construction of administrative space, electric distribution rooms, server rooms, meeting rooms, parking spaces, and the installation of cooling systems, power facilities, and safety and security systems. In April 2025, NTT DATA and Neysa Networks signed a tripartite Memorandum of Understanding (MoU) with the government of Telangana. The collaboration combines NTT DATA’s global data center leadership with Neysa’s AI acceleration platform, enabling joint development of AI-first solutions and creating a vibrant innovation ecosystem. The facility will be powered by the grid and renewable energy sources and use liquid immersion cooling technology for cooling. The facility will be equipped with up to 25,000 GPUs. | 17.384 | 78.4564 | The project involves the construction of a data center with a consumption capacity of 400MW in Hyderabad, Telangana, India. The US$1,217 million (INR105,000 million) project includes the following: 1. Construction of administrative space 2. Construction of electric distribution rooms 3. Construction of server rooms 4. Construction of meeting rooms 5. Construction of parking spaces 6. Installation of cooling systems 7. Installation of power facilities 8. Installation of safety and security systems | Heating, ventilation and air conditioning (HVAC) |  |  | March 2026 - Planning activities are underway. July 2025 - Planning activities are underway. April 2025 - Planning activities are underway. Q1 2025 - NTT DATA Group Corp announced plans to build a data center in Hyderabad. | No Major Development | 0 | Not Funded / Unconfirmed | Private | NTT DATA Group Corp |  |  | Neysa Networks Pvt Ltd
359912 | 359912 | 2026-03-04 10:12 | Nanchang Muni Engg – Nanchang Public Security Traffic Command Data Center – Jiangxi | Nanchang Muni Engg – Nanchang Public Security Traffic Command Data Center – Jiangxi | https://construction.globaldata.com/Projects/Overview/359912 | Cancelled | Parent | 203 | 2021 Q1 | Awaiting Confirmation | 2026 Q1 | Asia-Pacific | China | Jiangxi | Nanchang | Fenghuangzhou area, Honggutan District, south of Jinjiang Road, west of Fenghe Avenue, plot HGT104-A12 |  | Commercial & Leisure | Data Center | Data Center |  |  | New | Onshore | Nanchang Municipal Public Engineering Project Management Co. Ltd (NMPEPM) was planning to construct a Public Security Traffic Command Data Center in Nanchang, Jiangxi, China. The project involves the construction of a data center on a site of 2.42ha and a GFA of 117,674m2, commercial space, a public canteen, a generator room, community service rooms, a community cultural activity center, a community health service center, a garbage transfer station, parking facilities, and the installation of safety systems, lighting and other equipment. | 28.684 | 115.8531 | The project involves the construction of a Public Security Traffic Command Data Center on a site of 2.42ha and a GFA of 117,674m2 in Nanchang, Jiangxi, China. The US$203 million (CNY1,320 million) project includes the following: 1. Construction of commercial space 2. Construction of a public canteen 3. Construction of a generator room 4. Construction of community service rooms 5. Construction of a community cultural activity center 6. Construction of a community health service center 7. Construction of a garbage transfer station 8. Construction of parking facilities 9. Installation of safety systems, lighting and other equipment. | Heating, ventilation and air conditioning (HVAC) | The project was planned to be developed in Nanchang, Jiangxi. |  | March 2026 - Since 2023, there has been no news or official confirmation on the project, so we assume that the project did not materialize. The status of the profile, therefore, has been updated as cancelled. July 15, 2025 - We have not been able to obtain further updates on this project. We have retained the same project stage and amended the key dates accordingly. We will update the profile as soon as we obtain any new information. August 08, 2024 - We have not been able to obtain further updates on this project. We have retained the same project stage and amended the key dates accordingly. We will update the profile as soon as we obtain any new information. April 02, 2024 - We have not been able to obtain further updates on this project. We have retained the same project stage and amended the key dates accordingly. We will update the profile as soon as we obtain any new information. October 04, 2023 - We have not been able to obtain further updates on this project. We have retained the same project stage and amended the key dates accordingly. We will update the profile as soon as we obtain any new information. February 03, 2023 - We have not been able to obtain further updates on this project. We have retained the same project stage and amended the key dates accordingly. We will update the profile as soon as we obtain any new information. October 2022 - Planning works are underway. December 2021 - Planning works are underway. Q1 2021 - NMPEPM announced plans to construct a public security traffic commant data center in Nanchang, Jiangxi. | Project has been Cancelled | -5 | Not Funded / Unconfirmed | Public | Nanchang Municipal Public Engineering Project Management Co Ltd
513418 | 513239 | 2026-03-04 09:57 | QTS Realty – Dane County Data Center Campus: Building 15 – Wisconsin | QTS Realty – Dane County Data Center Campus – Wisconsin | https://construction.globaldata.com/Projects/Overview/513418 | Cancelled | Sub | 500 | 2025 Q2 | Awaiting Confirmation | 2026 Q1 | North America | United States | Wisconsin |  | Town of Vienna |  | Commercial & Leisure | Data Center | Data Center |  |  | New | Onshore | QTS had planned to construct a data center campus in Wisconsin, the US. The project involved the construction of a data center building. It included the construction of server rooms, meeting rooms, administrative space and parking spaces, and the installation of safety and security systems, and equipment and cooling systems. | 43.2526 | -89.4665 | The project involved the construction of a data center building in the town of Vienna, Dane County, Wisconsin, the US. The US$500 million project includes the following: 1. Construction of server rooms 2. Construction of meeting rooms 3. Construction of administrative space 4. Construction of parking spaces 5. Installation of safety and security systems 6. Installation of equipment and cooling systems | Heating, ventilation and air conditioning (HVAC) |  |  | January 2026 - The project has been cancelled. December 2025 - Planning activities are underway. July 2025 - Planning activities are underway. Q2 2025 - QTS announced plans to construct a data center in the town of Vienna. | Project has been Cancelled | -5 | Not Funded / Unconfirmed | Private | QTS Realty Trust LLC
513417 | 513239 | 2026-03-04 09:57 | QTS Realty – Dane County Data Center Campus: Building 14 – Wisconsin | QTS Realty – Dane County Data Center Campus – Wisconsin | https://construction.globaldata.com/Projects/Overview/513417 | Cancelled | Sub | 500 | 2025 Q2 | Awaiting Confirmation | 2026 Q1 | North America | United States | Wisconsin |  | Town of Vienna |  | Commercial & Leisure | Data Center | Data Center |  |  | New | Onshore | QTS had planned to construct a data center campus in Wisconsin, the US. The project involved the construction of a data center building. It included the construction of server rooms, meeting rooms, administrative space and parking spaces, and the installation of safety and security systems, and equipment and cooling systems. | 43.2526 | -89.4665 | The project involved the construction of a data center building in the town of Vienna, Dane County, Wisconsin, the US. The US$500 million project includes the following: 1. Construction of server rooms 2. Construction of meeting rooms 3. Construction of administrative space 4. Construction of parking spaces 5. Installation of safety and security systems 6. Installation of equipment and cooling systems | Heating, ventilation and air conditioning (HVAC) |  |  | January 2026 - The project has been cancelled. December 2025 - Planning activities are underway. July 2025 - Planning activities are underway. Q2 2025 - QTS announced plans to construct a data center in the town of Vienna. | Project has been Cancelled | -5 | Not Funded / Unconfirmed | Private | QTS Realty Trust LLC
513416 | 513239 | 2026-03-04 09:57 | QTS Realty – Dane County Data Center Campus: Building 13 – Wisconsin | QTS Realty – Dane County Data Center Campus – Wisconsin | https://construction.globaldata.com/Projects/Overview/513416 | Cancelled | Sub | 500 | 2025 Q2 | Awaiting Confirmation | 2026 Q1 | North America | United States | Wisconsin |  | Town of Vienna |  | Commercial & Leisure | Data Center | Data Center |  |  | New | Onshore | QTS had planned to construct a data center campus in Wisconsin, the US. The project involved the construction of a data center building. It included the construction of server rooms, meeting rooms, administrative space and parking spaces, and the installation of safety and security systems, and equipment and cooling systems. | 43.2526 | -89.4665 | The project involved the construction of a data center building in the town of Vienna, Dane County, Wisconsin, the US. The US$500 million project included the following: 1. Construction of server rooms 2. Construction of meeting rooms 3. Construction of administrative space 4. Construction of parking spaces 5. Installation of safety and security systems 6. Installation of equipment and cooling systems | Heating, ventilation and air conditioning (HVAC) |  |  | January 2026 - The project has been cancelled. December 2025 - Planning activities are underway. July 2025 - Planning activities are underway. Q2 2025 - QTS announced plans to construct a data center in the town of Vienna. | Project has been Cancelled | -5 | Not Funded / Unconfirmed | Private | QTS Realty Trust LLC
513415 | 513239 | 2026-03-04 09:57 | QTS Realty – Dane County Data Center Campus: Building 12 – Wisconsin | QTS Realty – Dane County Data Center Campus – Wisconsin | https://construction.globaldata.com/Projects/Overview/513415 | Cancelled | Sub | 500 | 2025 Q2 | Awaiting Confirmation | 2026 Q1 | North America | United States | Wisconsin |  | Town of Vienna |  | Commercial & Leisure | Data Center | Data Center |  |  | New | Onshore | QTS had planned to construct a data center campus in Wisconsin, the US. The project involved the construction of a data center building. It included the construction of server rooms, meeting rooms, administrative space and parking spaces, and the installation of safety and security systems, and equipment and cooling systems. | 43.2526 | -89.4665 | The project involved the construction of a data center building in the town of Vienna, Dane County, Wisconsin, the US. The US$500 million project included the following: 1. Construction of server rooms 2. Construction of meeting rooms 3. Construction of administrative space 4. Construction of parking spaces 5. Installation of safety and security systems 6. Installation of equipment and cooling systems | Heating, ventilation and air conditioning (HVAC) |  |  | January 2026 - The project has been cancelled. December 2025 - Planning activities are underway. July 2025 - Planning activities are underway. Q2 2025 - QTS announced plans to construct a data center in the town of Vienna. | Project has been Cancelled | -5 | Not Funded / Unconfirmed | Private | QTS Realty Trust LLC
513414 | 513239 | 2026-03-04 09:57 | QTS Realty – Dane County Data Center Campus: Building 11 – Wisconsin | QTS Realty – Dane County Data Center Campus – Wisconsin | https://construction.globaldata.com/Projects/Overview/513414 | Cancelled | Sub | 500 | 2025 Q2 | Awaiting Confirmation | 2026 Q1 | North America | United States | Wisconsin |  | Town of Vienna |  | Commercial & Leisure | Data Center | Data Center |  |  | New | Onshore | QTS had planned to construct a data center campus in Wisconsin, the US. The project involved the construction of a data center building. It included the construction of server rooms, meeting rooms, administrative space and parking spaces, and the installation of safety and security systems, and equipment and cooling systems. | 43.2526 | -89.4665 | The project involved the construction of a data center building in the town of Vienna, Dane County, Wisconsin, the US. The US$500 million project included the following: 1. Construction of server rooms 2. Construction of meeting rooms 3. Construction of administrative space 4. Construction of parking spaces 5. Installation of safety and security systems 6. Installation of equipment and cooling systems | Heating, ventilation and air conditioning (HVAC) |  |  | January 2026 - The project has been cancelled. December 2025 - Planning activities are underway. July 2025 - Planning activities are underway. Q2 2025 - QTS announced plans to construct a data center in the town of Vienna. | Project has been Cancelled | -5 | Not Funded / Unconfirmed | Private | QTS Realty Trust LLC
513413 | 513239 | 2026-03-04 09:57 | QTS Realty – Dane County Data Center Campus: Building 10 – Wisconsin | QTS Realty – Dane County Data Center Campus – Wisconsin | https://construction.globaldata.com/Projects/Overview/513413 | Cancelled | Sub | 500 | 2025 Q2 | Awaiting Confirmation | 2026 Q1 | North America | United States | Wisconsin |  | Town of Vienna |  | Commercial & Leisure | Data Center | Data Center |  |  | New | Onshore | QTS had planned to construct a data center campus in Wisconsin, the US. The project involved the construction of a data center building. It included the construction of server rooms, meeting rooms, administrative space and parking spaces, and the installation of safety and security systems, and equipment and cooling systems. | 43.2526 | -89.4665 | The project involved the construction of a data center building in the town of Vienna, Dane County, Wisconsin, the US. The US$500 million project included the following: 1. Construction of server rooms 2. Construction of meeting rooms 3. Construction of administrative space 4. Construction of parking spaces 5. Installation of safety and security systems 6. Installation of equipment and cooling systems | Heating, ventilation and air conditioning (HVAC) |  |  | January 2026 - The project has been cancelled. December 2025 - Planning activities are underway. July 2025 - Planning activities are underway. Q2 2025 - QTS announced plans to construct a data center in the town of Vienna. | Project has been Cancelled | -5 | Not Funded / Unconfirmed | Private | QTS Realty Trust LLC
513412 | 513239 | 2026-03-04 09:56 | QTS Realty – Dane County Data Center Campus: Building 9 – Wisconsin | QTS Realty – Dane County Data Center Campus – Wisconsin | https://construction.globaldata.com/Projects/Overview/513412 | Cancelled | Sub | 500 | 2025 Q2 | Awaiting Confirmation | 2026 Q1 | North America | United States | Wisconsin |  | Town of Vienna |  | Commercial & Leisure | Data Center | Data Center |  |  | New | Onshore | QTS had planned to construct a data center campus in Wisconsin, the US. The project involved the construction of a data center building. It included the construction of server rooms, meeting rooms, administrative space and parking spaces, and the installation of safety and security systems, and equipment and cooling systems. | 43.2526 | -89.4665 | The project involved the construction of a data center building in the town of Vienna, Dane County, Wisconsin, the US. The US$500 million project included the following: 1. Construction of server rooms 2. Construction of meeting rooms 3. Construction of administrative space 4. Construction of parking spaces 5. Installation of safety and security systems 6. Installation of equipment and cooling systems | Heating, ventilation and air conditioning (HVAC) |  |  | January 2026 - The project has been cancelled. December 2025 - Planning activities are underway. July 2025 - Planning activities are underway. Q2 2025 - QTS announced plans to construct a data center in the town of Vienna. | Project has been Cancelled | -5 | Not Funded / Unconfirmed | Private | QTS Realty Trust LLC
513410 | 513239 | 2026-03-04 09:56 | QTS Realty – Dane County Data Center Campus: Building 8 – Wisconsin | QTS Realty – Dane County Data Center Campus – Wisconsin | https://construction.globaldata.com/Projects/Overview/513410 | Cancelled | Sub | 500 | 2025 Q2 | Awaiting Confirmation | 2026 Q1 | North America | United States | Wisconsin |  | Town of Vienna |  | Commercial & Leisure | Data Center | Data Center |  |  | New | Onshore | QTS had planned to construct a data center campus in Wisconsin, the US. The project involved the construction of a data center building. It included the construction of server rooms, meeting rooms, administrative space and parking spaces, and the installation of safety and security systems, and equipment and cooling systems. | 43.2526 | -89.4665 | The project involved the construction of a data center building in the town of Vienna, Dane County, Wisconsin, the US. The US$500 million project included the following: 1. Construction of server rooms 2. Construction of meeting rooms 3. Construction of administrative space 4. Construction of parking spaces 5. Installation of safety and security systems 6. Installation of equipment and cooling systems | Heating, ventilation and air conditioning (HVAC) |  |  | January 2026 - The project has been cancelled. December 2025 - Planning activities are underway. July 2025 - Planning activities are underway. Q2 2025 - QTS announced plans to construct a data center in the town of Vienna. | Project has been Cancelled | -5 | Not Funded / Unconfirmed | Private | QTS Realty Trust LLC
513409 | 513239 | 2026-03-04 09:56 | QTS Realty – Dane County Data Center Campus: Building 7 – Wisconsin | QTS Realty – Dane County Data Center Campus – Wisconsin | https://construction.globaldata.com/Projects/Overview/513409 | Cancelled | Sub | 500 | 2025 Q2 | Awaiting Confirmation | 2026 Q1 | North America | United States | Wisconsin |  | Town of Vienna |  | Commercial & Leisure | Data Center | Data Center |  |  | New | Onshore | QTS had planned to construct a data center campus in Wisconsin, the US. The project involved the construction of a data center building. It included the construction of server rooms, meeting rooms, administrative space and parking spaces, and the installation of safety and security systems, and equipment and cooling systems. | 43.2526 | -89.4665 | The project involved the construction of a data center building in the town of Vienna, Dane County, Wisconsin, the US. The US$500 million project included the following: 1. Construction of server rooms 2. Construction of meeting rooms 3. Construction of administrative space 4. Construction of parking spaces 5. Installation of safety and security systems 6. Installation of equipment and cooling systems | Heating, ventilation and air conditioning (HVAC) |  |  | January 2026 - The project has been cancelled. December 2025 - Planning activities are underway. July 2025 - Planning activities are underway. Q2 2025 - QTS announced plans to construct a data center in the town of Vienna. | Project has been Cancelled | -5 | Not Funded / Unconfirmed | Private | QTS Realty Trust LLC
513408 | 513239 | 2026-03-04 09:56 | QTS Realty – Dane County Data Center Campus: Building 6 – Wisconsin | QTS Realty – Dane County Data Center Campus – Wisconsin | https://construction.globaldata.com/Projects/Overview/513408 | Cancelled | Sub | 500 | 2025 Q2 | Awaiting Confirmation | 2026 Q1 | North America | United States | Wisconsin |  | Town of Vienna |  | Commercial & Leisure | Data Center | Data Center |  |  | New | Onshore | QTS had planned to construct a data center campus in Wisconsin, the US. The project involved the construction of a data center building. It included the construction of server rooms, meeting rooms, administrative space and parking spaces, and the installation of safety and security systems, and equipment and cooling systems. | 43.2526 | -89.4665 | The project involved the construction of a data center building in the town of Vienna, Dane County, Wisconsin, the US. The US$500 million project included the following: 1. Construction of server rooms 2. Construction of meeting rooms 3. Construction of administrative space 4. Construction of parking spaces 5. Installation of safety and security systems 6. Installation of equipment and cooling systems | Heating, ventilation and air conditioning (HVAC) |  |  | January 2026 - The project has been cancelled. December 2025 - Planning activities are underway. July 2025 - Planning activities are underway. Q2 2025 - QTS announced plans to construct a data center in the town of Vienna. | Project has been Cancelled | -5 | Not Funded / Unconfirmed | Private | QTS Realty Trust LLC
513407 | 513239 | 2026-03-04 09:56 | QTS Realty – Dane County Data Center Campus: Building 5 – Wisconsin | QTS Realty – Dane County Data Center Campus – Wisconsin | https://construction.globaldata.com/Projects/Overview/513407 | Cancelled | Sub | 500 | 2025 Q2 | Awaiting Confirmation | 2026 Q1 | North America | United States | Wisconsin |  | Town of Vienna |  | Commercial & Leisure | Data Center | Data Center |  |  | New | Onshore | QTS had planned to construct a data center campus in Wisconsin, the US. The project involved the construction of a data center building. It included the construction of server rooms, meeting rooms, administrative space and parking spaces, and the installation of safety and security systems, and equipment and cooling systems. | 43.2526 | -89.4665 | The project involved the construction of a data center building in the town of Vienna, Dane County, Wisconsin, the US. The US$500 million project included the following: 1. Construction of server rooms 2. Construction of meeting rooms 3. Construction of administrative space 4. Construction of parking spaces 5. Installation of safety and security systems 6. Installation of equipment and cooling systems | Heating, ventilation and air conditioning (HVAC) |  |  | January 2026 - The project has been cancelled. December 2025 - Planning activities are underway. July 2025 - Planning activities are underway. Q2 2025 - QTS announced plans to construct a data center in the town of Vienna. | Project has been Cancelled | -5 | Not Funded / Unconfirmed | Private | QTS Realty Trust LLC
513406 | 513239 | 2026-03-04 09:56 | QTS Realty – Dane County Data Center Campus: Building 4 – Wisconsin | QTS Realty – Dane County Data Center Campus – Wisconsin | https://construction.globaldata.com/Projects/Overview/513406 | Cancelled | Sub | 500 | 2025 Q2 | Awaiting Confirmation | 2026 Q1 | North America | United States | Wisconsin |  | Town of Vienna |  | Commercial & Leisure | Data Center | Data Center |  |  | New | Onshore | QTS had planned to construct a data center campus in Wisconsin, the US. The project involved the construction of a data center building. It included the construction of server rooms, meeting rooms, administrative space and parking spaces, and the installation of safety and security systems, and equipment and cooling systems. | 43.2526 | -89.4665 | The project involved the construction of a data center building in the town of Vienna, Dane County, Wisconsin, the US. The US$500 million project included the following: 1. Construction of server rooms 2. Construction of meeting rooms 3. Construction of administrative space 4. Construction of parking spaces 5. Installation of safety and security systems 6. Installation of equipment and cooling systems | Heating, ventilation and air conditioning (HVAC) |  |  | January 2026 - The project has been cancelled. December 2025 - Planning activities are underway. July 2025 - Planning activities are underway. Q2 2025 - QTS announced plans to construct a data center in the town of Vienna. | Project has been Cancelled | -5 | Not Funded / Unconfirmed | Private | QTS Realty Trust LLC
513405 | 513239 | 2026-03-04 09:56 | QTS Realty – Dane County Data Center Campus: Building 3 – Wisconsin | QTS Realty – Dane County Data Center Campus – Wisconsin | https://construction.globaldata.com/Projects/Overview/513405 | Cancelled | Sub | 500 | 2025 Q2 | Awaiting Confirmation | 2026 Q1 | North America | United States | Wisconsin |  | Town of Vienna |  | Commercial & Leisure | Data Center | Data Center |  |  | New | Onshore | QTS had planned to construct a data center campus in Wisconsin, the US. The project involved the construction of a data center building. It included the construction of server rooms, meeting rooms, administrative space and parking spaces, and the installation of safety and security systems, and equipment and cooling systems. | 43.2526 | -89.4665 | The project involved the construction of a data center building in the town of Vienna, Dane County, Wisconsin, the US. The US$500 million project included the following: 1. Construction of server rooms 2. Construction of meeting rooms 3. Construction of administrative space 4. Construction of parking spaces 5. Installation of safety and security systems 6. Installation of equipment and cooling systems | Heating, ventilation and air conditioning (HVAC) |  |  | January 2026 - The project has been cancelled. December 2025 - Planning activities are underway. July 2025 - Planning activities are underway. Q2 2025 - QTS announced plans to construct a data center in the town of Vienna. | Project has been Cancelled | -5 | Not Funded / Unconfirmed | Private | QTS Realty Trust LLC
513403 | 513239 | 2026-03-04 09:55 | QTS Realty – Dane County Data Center Campus: Building 2 – Wisconsin | QTS Realty – Dane County Data Center Campus – Wisconsin | https://construction.globaldata.com/Projects/Overview/513403 | Cancelled | Sub | 500 | 2025 Q2 | Awaiting Confirmation | 2026 Q1 | North America | United States | Wisconsin |  | Town of Vienna |  | Commercial & Leisure | Data Center | Data Center |  |  | New | Onshore | QTS had planned to construct a data center campus in Wisconsin, the US. The project involved the construction of a data center building. It included the construction of server rooms, meeting rooms, administrative space and parking spaces, and the installation of safety and security systems, and equipment and cooling systems. | 43.2526 | -89.4665 | The project involved the construction of a data center building in the town of Vienna, Dane County, Wisconsin, the US. The US$500 million project included the following: 1. Construction of server rooms 2. Construction of meeting rooms 3. Construction of administrative space 4. Construction of parking spaces 5. Installation of safety and security systems 6. Installation of equipment and cooling systems | Heating, ventilation and air conditioning (HVAC) |  |  | January 2026 - The project has been cancelled. December 2025 - Planning activities are underway. July 2025 - Planning activities are underway. Q2 2025 - QTS announced plans to construct a data center in the town of Vienna. | Project has been Cancelled | -5 | Not Funded / Unconfirmed | Private | QTS Realty Trust LLC
513395 | 513239 | 2026-03-04 09:55 | QTS Realty – Dane County Data Center Campus: Building 1 – Wisconsin | QTS Realty – Dane County Data Center Campus – Wisconsin | https://construction.globaldata.com/Projects/Overview/513395 | Cancelled | Sub | 500 | 2025 Q2 | Awaiting Confirmation | 2026 Q1 | North America | United States | Wisconsin |  | Town of Vienna |  | Commercial & Leisure | Data Center | Data Center |  |  | New | Onshore | QTS had planned to construct a data center campus in Wisconsin, the US. The project involved the construction of a data center building. It included the construction of server rooms, meeting rooms, administrative space and parking spaces, and the installation of safety and security systems, and equipment and cooling systems. | 43.2526 | -89.4665 | The project involved the construction of a data center building in the town of Vienna, Dane County, Wisconsin, the US. The US$500 million project included the following: 1. Construction of server rooms 2. Construction of meeting rooms 3. Construction of administrative space 4. Construction of parking spaces 5. Installation of safety and security systems 6. Installation of equipment and cooling systems | Heating, ventilation and air conditioning (HVAC) |  |  | January 2026 - The project has been cancelled. December 2025 - Planning activities are underway. July 2025 - Planning activities are underway. Q2 2025 - QTS announced plans to construct a data center in the town of Vienna. | Project has been Cancelled | -5 | Not Funded / Unconfirmed | Private | QTS Realty Trust LLC
513239 | 513239 | 2026-03-04 09:55 | QTS Realty – Dane County Data Center Campus – Wisconsin | QTS Realty – Dane County Data Center Campus – Wisconsin | https://construction.globaldata.com/Projects/Overview/513239 | Cancelled | Parent | 12000 | 2025 Q2 | Awaiting Confirmation | 2026 Q1 | North America | United States | Wisconsin |  | Town of Vienna |  | Commercial & Leisure | Data Center | Data Center |  |  | New | Onshore | QTS Data Centers (QTS) had planned to construct a data center campus in Wisconsin, the US. The project involved the construction of a 15 building data center campus on 647ha of land. It included the construction of server rooms, meeting rooms, administrative space and parking spaces, and the installation of safety and security systems, and equipment and cooling systems. | 43.2526 | -89.4665 | The project involved the construction of a 15 building data center campus on 647ha of land in the town of Vienna, Dane County, Wisconsin, the US. The US$12,000 million project included the following: 1. Construction of server rooms 2. Construction of meeting rooms 3. Construction of administrative space 4. Construction of parking spaces 5. Installation of safety and security systems 6. Installation of equipment and cooling systems | Heating, ventilation and air conditioning (HVAC) |  |  | January 2026 - The project has been cancelled. December 2025 - Planning activities are underway. November 18, 2025 - The DeForest Village Board reviewed a presentation from QTS to annex land from Vienna into the village of DeForest. July 2025 - A community engagement meeting was held on the project. Q2 2025 - QTS announced plans to construct a data center campus in the town of Vienna. | Project has been Cancelled | -5 | Not Funded / Unconfirmed | Private | QTS Realty Trust LLC
339939 | 339939 | 2026-03-04 07:15 | Yotta Infra Solns – Uttarpara Hyperscale Data Center Campus – West Bengal | Yotta Infra Solns – Uttarpara Hyperscale Data Center Campus – West Bengal | https://construction.globaldata.com/Projects/Overview/339939 | Planning | Parent | 650 | 2020 Q1 | 2026 Q4 | 2028 Q4 | Asia-Pacific | India | West Bengal | Hugli | Uttarpara | 700050 | Commercial & Leisure | Data Center | Data Center |  | Low | New | Onshore | Yotta Infrastructure Solutions (Yotta), a subsidiary of Hiranandani Group (HG), is planning to build a hyperscale data center park in Hooghly, West Bengal, India. The project involves the construction of a data center campus comprising six hyperscale data center buildings with a cumulative power consumption capacity of 250MW. It includes the construction of server rooms, meeting rooms, administrative facilities, storage facilities, and the installation of equipment, cooling systems, and safety and security systems. In February 2021, Yotta entered into a memorandum of understanding (MoU) with the Government of West Bengal (GoWB) to acquire 40.46ha of land at Uttarpara, Kolkata, from Hindustan Motors. | 22.6721 | 88.3054 | The project involves the construction of a data center campus comprising six hyperscale data center buildings with a cumulative power consumption capacity of 250MW in Hooghly, West Bengal, India. The US$650 million project includes the following: 1. Construction of server rooms 2. Construction of meeting rooms 3. Construction of administrative facilities 4. Construction of storage facilities 5. Installation of equipment and cooling systems 6. Installation of safety and security systems | Heating, ventilation and air conditioning (HVAC); Hyperscale Data Center |  |  | March 2026 - Planning activities are underway. June 2025 - Planning activities are underway. November 2024 - Planning activities are underway. January 2024 - Planning activities are underway. January 2023 - Planning activities are underway. March 2022 - Planning activities are underway. June 2021 - Planning activities are underway. January 31, 2020 - Yotta announced plans to build a data center in West Bengal. | No Major Development | 0 | Not Funded / Unconfirmed | Private | Yotta Data Services Pvt Ltd
560765 | 560765 | 2026-03-04 07:02 | Nebius Grp – Bethune Data Center Facility – Hauts-de-France | Nebius Grp – Bethune Data Center Facility – Hauts-de-France | https://construction.globaldata.com/Projects/Overview/560765 | Execution | Parent | 1761 | 2025 Q1 | 2025 Q3 | 2027 Q4 | Europe | France | Hauts-de-France | Bethune | on the former Bridgestone tyre plant, 575 Av. George Washington | 62400 | Commercial & Leisure | Data Center | Data Center |  |  | New | Onshore | Nebius Group NV is planning to undertake the construction of a data center facility in Bethune, Pas-de-Calais Department, Hauts-de-France region, France. The project involves the construction of a new data center with a consumption capacity of 240MW on a 26,000m2 area. It also includes the construction of server rooms, an administrative office, parking facilities, renovation of existing industrial facilities and the installation of network systems, cooling equipment and safety and security systems. Azur Datacenter has been appointed as the associated developer. The first phase is scheduled to be completed by the third quarter of 2026. The 120MW, half consumption capacity of 240MW, is scheduled to be completed by the fourth quarter of 2026. The entire project is scheduled to be completed by the fourth quarter of 2027. | 50.5402 | 2.6506 | The project involves the construction of a data center facility with a consumption capacity of 240MW on a 26,000m2 area in Bethune, Pas-de-Calais Department, Hauts-de-France region, France. The US$1,761 million project includes the following: 1. Construction of server rooms 2. Construction of an administrative office 3. Construction of parking facilities 4. Renovation of existing industrial facilities 5. Installation of network systems 6. Installation of cooling equipment 7. Installation of safety and security systems | Colocation Data Center |  |  | March 2026 - Construction works are underway. September 2025 - Construction works are underway. Q3 2025 - Construction works commenced. Q1 2025 - Nebius announced plans to build a data center facility in Bethune, France. | Project work on Schedule | 1 | Not Funded / Unconfirmed | Private | Nebius Group NV
525162 | 472029 | 2026-03-03 19:19 | CyrusOne/ ECPGP – Bosque County DFW10 Data Center: Phase II – Texas | CyrusOne/ ECPGP – Bosque County DFW10 Data Center – Texas | https://construction.globaldata.com/Projects/Overview/525162 | Planning | Sub | 2800 | 2023 Q4 | 2029 Q2 | 2034 Q4 | North America | United States | Texas |  | 557 County Road 3610 | 76692 | Commercial & Leisure | Data Center | Data Center |  | Low | New | Onshore | CyrusOne owned by Global Infrastructure Partners (GIP) and Kohlberg Kravis Roberts & Co. (KKR) in a joint venture with Energy Capital Partners (ECP) is undertaking the construction of a hyperscale data center adjacent to the Thad Hill Energy Center in Whitney, Bosque County, Texas, the US. The project involves the construction of a 65,032m2 data center with a capacity of 288MW. It included the construction of data halls with racks, meeting rooms, office space, storage facilities and parking facilities, and the installation of safety and security systems. JHET Architects has been appointed as the design consultant. ECP will be funding the project and the campus to deliver large-scale, Artificial Intelligence (AI) optimized infrastructure. The facility is committed to operating on 100% renewable energy. It will use a closed-loop liquid cooling system. In July 2025, Calpine Corporation signed a power supply agreement with CyrusOne to supply 190MW of power for the data center, and in November 2025, Calpine signed a new power supply agreement to supply an additional 210MW of power. | 31.6156 | -99.4501 | The project involves the construction of a 65,032m2 data center with a capacity of 288MW in Whitney, Bosque County, Texas, the US. The US$2,800 million project includes the following: 1. Construction of data halls with racks 2. Construction of meeting rooms 3. Construction of office space 4. Construction of storage facilities 5. Construction of parking facilities 6. Installation of safety and security systems | Heating, ventilation and air conditioning (HVAC); Hyperscale Data Center |  |  | March 2026 - Planning activities are underway. August 2025 - Planning activities are underway. Q4 2023 - CyrusOne announced plans to build a hyperscale data center in Texas. | No Major Development | 0 | Not Funded / Unconfirmed | Private | CyrusOne Inc;Energy Capital Partners Management LP
525161 | 472029 | 2026-03-03 19:18 | CyrusOne/ ECPGP – Bosque County DFW10 Data Center: Phase I – Texas | CyrusOne/ ECPGP – Bosque County DFW10 Data Center – Texas | https://construction.globaldata.com/Projects/Overview/525161 | Execution | Sub | 1200 | 2023 Q4 | 2025 Q3 | 2026 Q4 | North America | United States | Texas |  | 557 County Road 3610 | 76692 | Commercial & Leisure | Data Center | Data Center | Office Buildings |  | New | Onshore | CyrusOne owned by Global Infrastructure Partners (GIP) and Kohlberg Kravis Roberts & Co. (KKR) in a joint venture with Energy Capital Partners (ECP) is undertaking the construction of a hyperscale data center adjacent to the Thad Hill Energy Center in Whitney, Bosque County, Texas, the US. The project involves the construction of a 17,651m2 data center with a capacity of 144MW. It includes the construction of data halls with racks, meeting rooms, office space, storage facilities and parking facilities, and the installation of safety and security systems. JHET Architects has been appointed as the design consultant, Peinado Construction and Clune Construction Company as the main contractors, and Moss Utilities LLC as a civil sub-contractor. ECP will be funding the project and the campus to deliver large-scale, Artificial Intelligence (AI) optimized infrastructure. The facility is committed to operating on 100% renewable energy. It will use a closed-loop liquid cooling system. In July 2025, Calpine Corporation signed a power supply agreement with CyrusOne to supply 190MW of power for the data center, and in November 2025, Calpine signed a new power supply agreement to supply an additional 210MW of power. Construction works will be completed in the fourth quarter of 2026. | 31.6156 | -99.4501 | The project involves the construction of a 17,651m2 data center with a capacity of 144MW in Whitney, Bosque County, Texas, the US. The US$1,200 million project includes the following: 1. Construction of data halls with racks 2. Construction of meeting rooms 3. Construction of office space 4. Construction of storage facilities 5. Construction of parking facilities 6. Installation of safety and security systems | Heating, ventilation and air conditioning (HVAC); Hyperscale Data Center |  |  | March 2026 - Construction activities are underway. August 2025 - Construction activities are underway. November 2024 - CyrusOne files to build data center to Texas Department of Licensing and Regulation. Q4 2023 - CyrusOne announced plans to build a hyperscale data center in Texas. | Project work on Schedule | 1 | Not Funded / Unconfirmed | Private | CyrusOne Inc;Energy Capital Partners Management LP | Clune Construction Company;Peinado Construction | JHET Architects
472029 | 472029 | 2026-03-03 19:17 | CyrusOne/ ECPGP – Bosque County DFW10 Data Center – Texas | CyrusOne/ ECPGP – Bosque County DFW10 Data Center – Texas | https://construction.globaldata.com/Projects/Overview/472029 | Execution | Parent | 4000 | 2023 Q4 | 2025 Q3 | 2034 Q4 | North America | United States | Texas |  | 557 County Road 3610 | 76692 | Commercial & Leisure | Data Center | Data Center | Office Buildings |  | New | Onshore | CyrusOne owned by Global Infrastructure Partners (GIP) and Kohlberg Kravis Roberts & Co. (KKR) in a joint venture with Energy Capital Partners (ECP) is undertaking the construction of a hyperscale data center adjacent to the Thad Hill Energy Center in Whitney, Bosque County, Texas, the US. The project involves the construction of a 82,683m2 data center campus with a capacity of 288MW. It includes the construction of data halls with racks, meeting rooms, office space, storage facilities and parking facilities, and the installation of safety and security systems. The project will be developed in two phases. The first phase includes the construction of a 17,651m2 data center with a capacity of 144MW, and the second phase would expand the campus to more than 65,032m2 and deliver a capacity of 288MW. The facility is committed to operating on 100% renewable energy. It will use a closed-loop liquid cooling system. JHET Architects has been appointed as the design consultant, Peinado Construction and Clune Construction Company as the main contractors, and Moss Utilities LLC as a civil sub-contractor. ECP will be funding the project and the campus to deliver large-scale, Artificial Intelligence (AI) optimized infrastructure. In July 2025, Calpine Corporation signed a power supply agreement with CyrusOne to supply 190MW of power for the data center, and in November 2025, Calpine signed a new power supply agreement to supply an additional 210MW of power. Construction works on the first phase will be completed in the fourth quarter of 2026. | 31.6156 | -99.4501 | The project involves the construction of a 82,683m2 data center campus with a capacity of 288MW in Whitney, Bosque County, Texas, the US. The US$4,000 million project includes the following: 1. Construction of data halls with racks 2. Construction of meeting rooms 3. Construction of office space 4. Construction of storage facilities 5. Construction of parking facilities 6. Installation of safety and security systems | Heating, ventilation and air conditioning (HVAC); Hyperscale Data Center |  |  | March 2026 - Construction activities are underway. August 2025 - Construction activities are underway. December 2024 - Project is awaiting approvals. Q4 2024 - CyrusOne files to build data center to Texas Department of Licensing and Regulation. Q4 2023 - CyrusOne announced plans to build a hyperscale data center in Texas. | Project work on Schedule | 1 | Not Funded / Unconfirmed | Private | CyrusOne Inc;Energy Capital Partners Management LP | Clune Construction Company;Peinado Construction | JHET Architects
560546 | 560546 | 2026-03-03 18:52 | CRREH – Zhangjiakou Green AI Data Center – Hebei | CRREH – Zhangjiakou Green AI Data Center – Hebei | https://construction.globaldata.com/Projects/Overview/560546 | Planning | Parent | 3460 | 2026 Q1 | 2027 Q2 | 2031 Q1 | Asia-Pacific | China | Hebei | Zhangjiakou |  |  | Commercial & Leisure | Data Center | Data Center | Energy Storage | Medium | New | Onshore | China Ruifeng Renewable Energy Holdings Ltd (China Ruifeng) is planning to build an AI computing center in Zhangjiakou, Hebei, China. The project involves the construction of an AI computing center on a 60ha site area. It also includes the construction of data rooms, racks, server rooms, a 200MW/800GWh grid-side independent energy storage power station on a 3.66ha site area, administrative facilities, parking spaces and the installation of equipment and safety and security systems. The project will be developed in five phases. Phase I involves the construction of 3,000 racks and is scheduled to complete by February 2028. | 40.7687 | 114.8856 | The project involves the construction of an AI computing center on a 60ha site area in Zhangjiakou, Hebei, China. The USD3,460 million project includes the following: 1. Construction of data rooms 2. Construction of racks 3. Construction of server rooms 4. Construction of a 200 MW/800 GWh grid-side independent energy storage power station on a 3.66ha site area 5. Construction of administrative facilities 6. Construction of parking spaces 7. Installation of equipment and safety and security systems | Energy storage; Green data center |  |  | March 03, 2026 - Planning activities are underway. February 09, 2026 - China Ruifeng announced plans to build an AI computing center in Zhangjiakou, Hebei, China. | Project work on Schedule | 1 | Not Funded / Unconfirmed | Public | China Ruifeng Renewable Energy Holdings Limited
560610 | 560610 | 2026-03-03 18:29 | Ark Data Centres – Akron Data Center Expansion – Ohio | Ark Data Centres – Akron Data Center Expansion – Ohio | https://construction.globaldata.com/Projects/Overview/560610 | Planning | Parent | 136 | 2026 Q1 | 2027 Q1 | 2028 Q4 | North America | United States | Ohio | Akron |  |  | Commercial & Leisure | Data Center | Data Center |  | Medium | Expansion | Onshore | Ark Data Centers is planning to expand a data center in Akron, Ohio, the US. The project involves the expansion of a data center. It includes the construction of data halls, meet-me rooms, server rooms, a substation and the installation of generators and uninterruptible power supply (UPS) units, cooling systems, and safety and security systems. The US$4.5 million tax exemption awarded to the project is one of eight tax breaks totaling nearly US$16 million awarded by the Ohio Tax Credit Authority. It will be equipped with reliable uninterruptible power supply (UPS) units and generators for backup power systems. It also features an advanced cooling system, ensuring optimal performance and efficiency with maximum reliability. | 41.0814 | -81.519 | The project involves the expansion of a data center in Akron, Ohio, the US. The US$136 million project includes the following: 1. Construction of data halls 2. Construction of server rooms 3. Construction of a substation 4. Installation of generators and uninterruptible power supply (UPS) units 5. Installation of the cooling system 6. Installation of safety and security systems |  |  |  | March 2026 - Ohio State officials have approved a US$4.5 million sales tax exemption for the project. Q1 2026 - Ark Data Centers announced plans to build a data center in Akron. | Project work on Schedule | 1 | Not Funded / Unconfirmed | Private | Ark Data Centres Limited
550949 | 550949 | 2026-03-03 17:57 | Google – Skyway Data Center – Minnesota | Google – Skyway Data Center – Minnesota | https://construction.globaldata.com/Projects/Overview/550949 | Planning | Parent | 1000 | 2025 Q1 | 2026 Q4 | 2030 Q4 | North America | United States | Minnesota |  |  | 55963 | Commercial & Leisure | Data Center | Data Center |  | Medium | New | Onshore | Google is planning to undertake the construction of a hyperscale data center in Pine Island, Minnesota, the US. The project involves the construction of a 23,226m2 data center on 35.6ha of land. It includes the construction of data halls, meet-me rooms, server rooms, a substation, a parking facility and the installation of generators and uninterruptible power supply (UPS) units, cooling systems and safety and security systems. Xcel Energy will power the facility with renewable energy, including wind and solar energy. It will use a water-free cooling system. Google is paying for 1,400 megawatts of new wind power and 200 megawatts of solar, which are significant expansions in the scope of Xcel’s system. The clean energy will serve the entire grid, not just the data center. Stantec has been appointed as the environmental consultant, and Ryan Companies as the contractor and planning consultant. | 44.224 | -92.646 | The project involves the construction of a 23,226m2 data center on 35.6ha of land in Pine Island, Minnesota, the US. The US$1,000 million project includes the following: 1. Construction of data halls 2. Construction of meet-me rooms 3. Construction of server rooms 4. Construction of a substation 5. Construction of a parking facility 6. Installation of generators and uninterruptible power supply (UPS) units 7. Installation of the cooling system 8. Installation of safety and security systems | Hyperscale Data Center |  |  | March 2026 - Planning activities are underway. October 2025 - Ryan Companies is preparing to submit the plans to the City of Pine Island. August 2025 - The project is under environmental review. Q1 2025 - Ryan Companies announced plans to build a data center in Pine Island. | Project work on Schedule | 1 | Not Funded / Unconfirmed | Private | Google LLC | Ryan Companies US Inc
551586 | 551586 | 2026-03-03 17:39 | GTR – GB Two Data Center – Greater London | GTR – GB Two Data Center – Greater London | https://construction.globaldata.com/Projects/Overview/551586 | Design | Parent | 1200 | 2024 Q2 | 2027 Q1 | 2032 Q4 | Europe | United Kingdom | Greater London | Southall | International Trading Estate | UB2 5LF | Commercial & Leisure | Data Center | Data Center |  | High | Redevelopment | Onshore | GTR is planning to redevelop the former International Trading Estate into a colocation data center in Southall within the London Borough of Ealing, the UK. The site is close to Heathrow Airport and major road networks, including the M4 and A312. The project involves the construction of 156,804m2, four data center buildings with a consumption capacity of 256MW on 13.03ha of land. It includes the construction of four data halls, a substation, server rooms, an administrative facility, parking spaces, associated infrastructure, ancillary office space, and associated facilities, and the installation of equipment, generators, and safety and security systems. It will be developed in phases. The facility will have a N+N power supply rated at 132KV and will utilise energy-efficient, waterless cooling systems and be optimised for free cooling to reduce environmental impact. It is expected to create over 1,120 permanent jobs and around 460 construction jobs per year. Concilio Communications has been appointed as the lead consultant, Chetwoods as an architect, and Quod Planning as a planner. In March 2025, Quod, on behalf of GTR, submitted a planning application to the Ealing Planning Council and received approvals in October 2025. The first phase is expected to go live in 2030 | 51.4999 | -0.40173 | The project involves the construction of 156,804m2, four data center buildings with a consumption capacity of 256MW on 13.03ha of land in West London, Southall, the UK. The US$1,200 million project includes the following: 1. Construction of four data halls 2. Construction of server rooms 3. Construction of an administrative facility 4. Construction of parking spaces 5. Construction of associated infrastructure 6. Construction of substation 7. Installation of equipment 8. Installation of diesel generators 9. Installation of safety and security systems | Colocation Data Center |  |  | March 2026 - Design activities are underway. October 2025 - The Ealing Planning Committee approved the project plans. March 05, 2025 - Quod on behalf of GTR has submitted the application to Ealing Council. February 2025 - Third round of public consultation conducted. November 2024 - Second Round of public consultation conducted. September 2024 - First Round of Public consultation conducted. June 2024 - GTR announced plans to build a data center in West London, UK. | No Major Development | 0 | Not Funded / Unconfirmed | Private | Global Technical Realty |  | Chetwoods Architects | Concilio Communications;Quod Planning;SLR Consulting Ltd
440048 | 440048 | 2026-03-03 17:10 | Polaris Tech – Muskogee AI Data Center Campus – Oklahoma | Polaris Tech – Muskogee AI Data Center Campus – Oklahoma | https://construction.globaldata.com/Projects/Overview/440048 | Execution | Parent | 100 | 2022 Q3 | 2023 Q4 | 2026 Q4 | North America | United States | Oklahoma | Muskogee | Port Muskogee's John T. Griffin Industrial Park. |  | Commercial & Leisure | Data Center | Data Center |  |  | New | Onshore | Polaris Technology Inc. (Polaris Tech) is undertaking the construction of an AI, hyperscale data center at Port Muskogee in Muskogee, Oklahoma, the US. The project involves the construction of a 200MW data center on 16.9ha of land. It includes the construction of substations, server rooms, meeting rooms, roads, water and sewer lines and administrative space. The project is committed to operating with a stable utility grid from OG&E. It is equipped with a hybrid of next-generation hydro and air-cooled technology. The data center will be used for crypto mining and Polaris hopes the capacity can eventually be extended to 400MW. Oklahoma data center has received workplace safety and state environmental violations while using millions of gallons of municipal water a day. Fleming Construction is appointed as a contractor for the project. | 35.7305 | -95.5354 | The project involves the construction of a 200MW data center on 16.9ha of land in Muskogee, Oklahoma, the US. The US$100 million project includes the following: 1. Construction of substations 2. Construction of server rooms 3. Construction of meeting rooms 4. Construction of an administrative space | Green data center; Heating, ventilation and air conditioning (HVAC); Hyperscale Data Center |  |  | March 2026 - Construction work is underway. October 2025 - The project is facing a delay as the Muskogee City Council voted to pass the annexation ordinance against the project. September 2025 - The Muskogee City Council voted to pass the annexation ordinance against the project. July 2025 - Polaris filed a lawsuit against the city after the Muskogee City Council approved annexing its property. January 2025 - Construction works are underway. February 2024 - Construction works are underway. Q3 2022 - Polaris Technologies Inc. announced plans to build a data center in Muskogee County. | Project work on Schedule | 1 | Not Funded / Unconfirmed | Private | Polaris Technologies Inc | Fleming Construction
355071 | 355071 | 2026-03-03 17:10 | Rowan Green Data – Temple Hyperscale Data Center Campus – Texas | Rowan Green Data – Temple Hyperscale Data Center Campus – Texas | https://construction.globaldata.com/Projects/Overview/355071 | Construction Complete | Parent | 300 | 2020 Q3 | 2022 Q3 | 2023 Q4 | North America | United States | Texas | Temple | Synergy Park | 76502 | Commercial & Leisure | Data Center | Data Center |  |  | New | Onshore | Rowan Green Data (RGD) has undertaken the construction of a hyper-scale data center in Temple, Texas, the US. The project involves the construction of a 12,542m2 data center with a power consumption capacity of 500MW on 13ha of land. It includes the construction of server rooms, meeting rooms, administrative space, parking facilities, the installation of equipment and cooling systems, and the installation of safety and security systems. It will be developed in two phases. The first phase includes a 200MW data center. Rowan will construct water and wastewater lines to run the facility. | 31.0606 | -97.3125 | The project involves the construction of a 12,542m2 hyper-scale data center with a power consumption capacity of 500MW on 13ha of land in Temple, Texas, the US. The US$300 million project includes the following: 1. Construction of server rooms 2. Construction of meeting rooms 3. Construction of administrative space 4. Construction of parking facilities 5. Installation of equipment 6. Installation of cooling systems 7. Installation of safety and security systems | Heating, ventilation and air conditioning (HVAC); Hyperscale Data Center | A data center is constructed at 2810 Bob White Road, in Synergy Park, Texas. The project aims to provide a reliable data and network infrastructure to support the US and its growing data generation of consumers and digital businesses. It creates 40 to 60 construction jobs and 20 operational jobs. |  | Q4 2023 - Construction completed. September 2023 - Construction activities are underway. January 2023 - Construction activities are underway. April 2022 - Rowan Green Data has received zoning approvals from the Council officials. October 2021 - Planning activities are underway. September 2020 - RGD has announced plans to build a Hyperscale data center in Temple. | Construction Completed | 5 | Not Funded / Unconfirmed | Private | Rowan Green Data
424857 | 424857 | 2026-03-03 16:54 | KDDI Corp – Telehouse TOKYO Tama 5-2nd Data Center – Tokyo | KDDI Corp – Telehouse TOKYO Tama 5-2nd Data Center – Tokyo | https://construction.globaldata.com/Projects/Overview/424857 | Execution | Parent | 450 | 2022 Q2 | 2025 Q2 | 2027 Q4 | Asia-Pacific | Japan | Tokyo | Tokyo | 3-5-3, 4, 5, 20-5 Tsurumaki, Tama City | 206-0034 | Commercial & Leisure | Data Center | Data Center | Parking Facilities |  | New | Onshore | KDDI Corporation (KDDI) is undertaking the construction of a colocation data center in Tama City, Tokyo, Japan. The project involves the construction of an eight-story 42,800m2 data center with a consumption capacity of 18MW on 3.8ha of land. It includes the construction of one-floor underground parking, server rooms, office rooms, and the installation of 1,900 racks, generators, cooling systems, machinery and equipment, safety and security systems. The facility will operate on 100% renewable energy, including support for water cooling-systems to meet the cooling needs of high-performance GPU servers. The project will support the increasing requirements of AI workloads Nikken Sekkei Ltd has been appointed as an architect and Obayashi Corp as a main contractor. Construction works commenced in June 2025 and scheduled to be completed in November 2027. | 35.6895 | 139.6917 | The project involves the construction of an eight-story 42,800m2 data center with a consumption capacity of 18MW on 3.80ha of land in Tama City, Tokyo, Japan. The US$450 million project includes the following: 1. Construction of one-floor underground parking 2. Construction of server rooms 3. Construction of office rooms 4. Installation of 1,900 racks 5. Installation of generators 6. Installation of cooling systems 7. Installation of machinery and equipment 8. Installation of safety and security systems | Colocation Data Center; Heating, ventilation and air conditioning (HVAC); Underground Parking |  |  | March 2026 - Construction works are underway. June 2025 - Construction works are underway. June 2025 - Construction works commenced. August 2024 - Design activities are underway. December 2023 - Design activities are underway. Q2 2022 - KDDI Corporation (KDDI) announced plans to build a data center in Tama City. | Project work on Schedule | 1 | Not Funded / Unconfirmed | Private | KDDI Corp | Obayashi Corp | Nikken Sekkei Ltd
418033 | 418033 | 2026-03-03 16:42 | Rowan Digital – Percheron Data Center Campus – Oregon | Rowan Digital – Percheron Data Center Campus – Oregon | https://construction.globaldata.com/Projects/Overview/418033 | Planning | Parent | 600 | 2023 Q1 | 2027 Q2 | 2028 Q4 | North America | United States | Oregon |  | Tower Road, Morrow County |  | Commercial & Leisure | Data Center | Data Center |  | Low | New | Onshore | Rowan Digital Infrastructure Pty Ltd. is planning to construct a hyperscale data center on Tower Road in Morrow County, Oregon, the US. The project involves the construction of a 104,516m2 data center with a consumption capacity of 300MW on 111ha of land. It will be developed in four buildings: The project includes the construction of data halls, server rooms, control rooms, office spaces and a substation, and installation of generators, cooling systems and safety and security systems. | 45.4543 | -120.8956 | The project involves the construction of a 104,516m2 data center with a consumption capacity of 300MW on 111ha of land in Oregon, the US. The US$600 million project includes the following: 1. Construction of data halls 2. Construction of server rooms 3. Construction of control rooms 4. Construction of office spaces 5. Construction of a substation 6. Installation of generators 7. Installation of cooling systems 8. Installation of safety and security systems | Green data center; Heating, ventilation and air conditioning (HVAC); Hyperscale Data Center |  | www.percherondatacenter.com | March 2026 - Planning activities are underway. August 2025 - Planning activities are underway. October 2024 - Planning activities are underway. July 2024 - Planning activities are underway. September 2023 - The project received zoning approvals form the Morrow County Board of Commissioners. Q1 2023 - RGD announced plans to construct a data center in Oregon. | No Major Development | 0 | Not Funded / Unconfirmed | Private | Rowan Digital Infrastructure Pty Ltd
536884 | 536884 | 2026-03-03 16:18 | SLNH – Project Fei Data Center – Texas | SLNH – Project Fei Data Center – Texas | https://construction.globaldata.com/Projects/Overview/536884 | Planning | Parent | 200 | 2025 Q2 | 2026 Q4 | 2027 Q4 | North America | United States | Texas | Texas City | Northern Texas |  | Commercial & Leisure | Data Center | Data Center |  | Medium | New | Onshore | Soluna Holdings, Inc. is undertaking the construction of a hyperscale data center in northern Texas, the US. The project involves the construction of a data center with a consumption capacity of 100MW. It includes the construction of data halls with racks, meeting rooms, office space, substation and the installation of generators, cooling systems, and safety and security systems. The project will be powered by renewable energy (240MW solar farm). The project is currently advancing through land acquisition, power contract negotiation, and ERCOT interconnection planning. | 29.3838 | -94.9027 | The project involves the construction of a data center with a consumption capacity of 100MW in northern Texas, the US. The US$200 million project includes the following: 1. Construction of data halls with racks 2. Construction of meeting rooms 3. Construction of office space 4. Construction of the substation 5. Installation of generators 6. Installation of cooling systems 7. Installation of safety and security systems | Heating, ventilation and air conditioning (HVAC); Hyperscale Data Center |  |  | March 2026 - Planning activities are underway. August 2025 - Planning activities are underway. Q2 2025 - Soluna announced plans to build a solar-based data center in northern Texas. | No Major Development | 0 | Not Funded / Unconfirmed | Private | Soluna Holdings Inc
378480 | 378480 | 2026-03-03 16:15 | Aligned – IAD-03 Data Center – Virginia | Aligned – IAD-03 Data Center – Virginia | https://construction.globaldata.com/Projects/Overview/378480 | Construction Complete | Parent | 430 | 2021 Q2 | 2023 Q1 | 2024 Q4 | North America | United States | Virginia | Sterling | 22715 Relocation Drive | 20166 | Commercial & Leisure | Data Center | Data Center |  |  | New | Onshore | Aligned Data Centers (Aligned) has undertaken the construction of a hyperscale Tier III data center at 22715 Relocation Drive, Sterling, Virginia, the US. The project involved the construction of a four-story, 40,000m2 data center with a capacity of 72MW on 11ha of land. It included the construction of data halls with racks, meeting rooms, office space, storage facilities, and parking facilities, and the installation of power and cooling systems, safety and security systems. The project is committed to operating on 100% renewable energy. The facility is fed from the utility grid via a block-redundant power architecture with N+1 topology. On-site power resiliency includes 3MW standby generator capacity and 2MW of UPS capacity arranged in line-up configurations to support continuous operation. Cooling is delivered by Delta air-cooling arrays housed in dedicated mechanical galleries, with a closed-loop chilled water system and secondary loop plumbing featuring valves and taps to accommodate DeltaFlow liquid cooling for high-density GPU deployments. The cooling infrastructure is designed to provide minimum N+1 redundancy. M. Arthur Gensler Jr. & Associates Inc. has been appointed as an architect, DLB Associates Consulting Engineers P.C. as a consulting engineer, Thornton Tomasetti Inc. as a structural engineer, Urban Ltd as a civil engineer, and Holder Construction Co as the main contractor. | 38.9885 | -77.4409 | The project involved the construction of a four-story, 40,000m2 data center with a capacity of 72MW on 11ha of land in Sterling, Virginia, the US. The US$430 million project includes the following: 1. Construction of data halls with racks 2. Construction of meeting rooms 3. Construction of an office space 4. Construction of storage facilities 5. Construction of parking facilities 6. Installation of power and cooling systems 7. Installation of safety and security systems | Green data center; Heating, ventilation and air conditioning (HVAC); Hyperscale Data Center; Tier 3 Data Center |  |  | Q4 2024 - Construction completed. April 2024 - Construction works are underway. June 2023 - Topping out ceremony held on the project site. August 2022 - Loudoun County Board of Supervisors are reviewing the rezoning application. Q2 2021 - Aligned announced plans to construct a data center in Sterling. | Construction Completed | 5 | Not Funded / Unconfirmed | Private | Aligned Data Centers | Holder Construction Co | M. Arthur Gensler Jr. & Associates Inc | Dlb Associates Consulting Engineers P.C.;Thornton Tomasetti Inc;Urban Ltd
453349 | 453349 | 2026-03-03 16:12 | WUSF 5 Rock – Rock Creek Data Centers Complex – Texas | WUSF 5 Rock – Rock Creek Data Centers Complex – Texas | https://construction.globaldata.com/Projects/Overview/453349 | Planning | Parent | 400 | 2023 Q4 | Awaiting Confirmation |  | North America | United States | Texas | Fort Worth | 10375 Old Granbury Road, Crowley | TX 76036 | Commercial & Leisure | Data Center | Data Center |  | Low | New | Onshore | WUSF 5 Rock Creek East LP is planning to build a data center at 10375 Old Granbury Road in Fort Worth, Texas, the US. The project involves the construction of a 139,355m2 data center campus on 48.5ha of land. It also includes the construction of five buildings, server rooms, control rooms, an office space, and the installation of safety and security systems. | 32.5749 | -97.4373 | The project involves the construction of a 139,355m2 data center campus on 48.5ha of land at 10375 Old Granbury Road, adjacent to Tarleton State University’s Fort Worth campus, Texas, the US. The US$400 million project includes the following: 1. Construction of five buildings 2. Construction of server rooms 3. Construction of control rooms 4. Construction of an office space 5. Installation of safety and security systems | Heating, ventilation and air conditioning (HVAC) |  |  | March 04, 2026 - We have not been able to obtain further updates on this project. We have retained the same project stage and amended the key dates accordingly. We will update the profile as soon as we obtain any new information. August 29, 2025 - We have not been able to obtain further updates on this project. We have retained the same project stage and amended the key dates accordingly. We will update the profile as soon as we obtain any new information. March 2025 - The project is delayed due to ongoing opposition, which may cause further delays in its implementation. September 2024 - Fort Worth planning commission has given rezoning approval to the project. July 2024 - The planning commission has rejected the zoning approval. Q4 2023 - WUSF 5 Rock Creek East LP announced plans to build a data center in Texas. | Information Unavailable |  | Not Funded / Unconfirmed | Private | WUSF 5 Rock Creek East LP
536210 | 536210 | 2026-03-03 15:55 | APLD – Polaris Forge 2 Data Center – North Dakota | APLD – Polaris Forge 2 Data Center – North Dakota | https://construction.globaldata.com/Projects/Overview/536210 | Execution | Parent | 3000 | 2025 Q1 | 2025 Q3 | 2027 Q1 | North America | United States | North Dakota | Fargo | Harwood, Cass County | 58042 | Commercial & Leisure | Data Center | Data Center |  |  | New | Onshore | Applied Digital is undertaking the construction of a hyperscale data center campus near Harwood in Cass County, North Dakota, the US. The project involves the construction of a data center campus with a capacity of 300MW on 364ha of land. It includes the construction of two data center buildings with a capacity of 150MW each. It includes the construction of data halls, meeting rooms, an administrative space, parking facilities, and the installation of equipment and safety and security systems. The data center will use glycol liquid cooling system and has secured power from Cass County Electric Cooperative. The project will support the requirements of artificial intelligence (AI) workloads. In November 2025, ABB has signed a partnership agreement with Applied Digital to deliver low and medium voltage electrical architecture for the project. Century Builders LLC has been appointed as a main contractor and MBN Engineering as a consulting engineer. Construction works commenced in September 2025 and are scheduled to be completed in the first quarter of 2027. | 46.9792 | -96.8807 | The project involves the construction of a data center campus with a capacity of 300MW on 364ha of land in North Dakota, the US. The US$3,000 million project includes the following: 1. Construction of two data center buildings 2. Construction of data halls 3. Construction of meeting rooms 4. Construction of an administrative space 5. Construction of parking facilities 6. Installation of equipment 7. Installation of safety and security systems | Heating, ventilation and air conditioning (HVAC); Hyperscale Data Center |  |  | March 2026 - Applied Digital is seeking to raise funds intended to fund construction of the project. February 2026 - Precast erection underway for Building 1 and foundation work nearing completion for Building 2. January 2026 - Construction works are underway for Building 1 and foundation work continues for Building 2. November 2025 - Vertical construction is underway for Building 1 and mass excavation and earthwork are complete for Building 2. October 2025 - Deep foundation systems and piling work continue for Building 1. September 2025 - Construction works commenced on the site. August 2025 - Planning activities are underway. Q1 2025 - Applied Digital announced plans for the construction of a data center in North Dakota. | Project work on Schedule | 1 | Not Funded / Unconfirmed | Private | Applied Digital Corp | Century Builders LLC |  | MBN ENGINEERING INC
560760 | 504968 | 2026-03-03 14:01 | Intermarket Properties – 200 Intermarket Road Industrial Buildings: Data Center – Ontario | Intermarket Properties – 200 Intermarket Road Industrial Buildings – Ontario | https://construction.globaldata.com/Projects/Overview/560760 | Planning | Sub | 50 | 2025 Q2 | 2026 Q4 | 2027 Q1 | North America | Canada | Ontario | Cambridge | 175 Boychuk Drive |  | Commercial & Leisure | Data Center | Data Center |  | Medium | New | Onshore | Intermarket Real Estate Group is planning to build a colocation data center at 175 Boychuk Drive in Cambridge, Toronto, Canada. The project involves the construction of a data center with a consumption capacity of 15MW. It includes the construction of a one-story 7,432m2 building, a two-story 14,864m2 building, a 112MW substation, data halls, server rooms, administrative spaces, 152 parking spaces, and the installation of racks, generators and safety and security systems. The facility has been committed to operating on renewable energy, and it will utilize a water cooling system. The project is part of the development named "IP Park". Cushman & Wakefield Plc has been appointed as the lead consultant. The construction works are scheduled to be completed in the first quarter of 2027. | 43.4163 | -80.3962 | The project involves the construction of a data center with a consumption capacity of 15MW at 175 Boychuk Drive in Cambridge, Toronto, Canada. The US$50 million project includes the following: 1. Construction of a one-story 7,432m2 building 2. Construction of a two-story 14,864m2 building 3. Construction of a 112MW substation 4. Construction of data halls 5. Construction of server rooms 6. Construction of administrative spaces 7. Construction of 152 parking spaces 8. Installation of racks 9. Installation of generators 10. Installation of safety and security systems | Colocation Data Center |  | https://ippark.info/future-buildings/175-boychuk/ | March 2026 - Planning activities are underway. December 2025 - Planning activities are underway. May 2025 - Intermarket Real Estate Group announced plans to build a data center in Canada. | No Major Development | 0 | Not Funded / Unconfirmed | Private | Intermarket Real Estate Group |  |  | Cushman & Wakefield Plc
525236 | 525236 | 2026-03-03 13:56 | ARNES – Maribor Data Center – Maribor | ARNES – Maribor Data Center – Maribor | https://construction.globaldata.com/Projects/Overview/525236 | Execution | Parent | 20 | 2024 Q2 | 2025 Q2 | 2026 Q3 | Europe | Slovenia | Maribor | Maribor | Dravske elektrarne, Obrežna ulica 170, Sloveniaon Dravske elektrarne Maribor site | 2000 | Commercial & Leisure | Data Center | Data Center |  |  | New | Onshore | The Academic and Research Network of Slovenia (ARNES) is undertaking the construction of a colocation data center in Maribor, Slovenia. The project involves the construction of a two-storey 1,800m2 data center on 0.30ha of land. It includes data halls, racks, a substation, conference rooms, break rooms, meet-me rooms, server rooms and parking spaces, and the installation of safety and security systems. The data center to address the need for a national infrastructure for open science and to address the challenge of long-term preservation of research data. The facility is committed to operating on renewable energy from the Drava River. It will be connected via a dedicated power line to the Mariborski Otok hydropower plant. It utilizes an advanced cooling system. It will have UPS and generators for power backup. A consortium of NTR Inzeniring doo, Advant doo, and Energovat Inzeniring doo has been awarded to design, build, implement, and maintain the data center. Pomgrad dd as the main contractor. In May 2025, the construction works commenced and are scheduled to be completed in August 2026. | 46.5668 | 15.6069 | The project involves the construction of a two-storey 1,800m2 data center on 0.30 of land in Maribor, Slovenia. The US$20 million project includes the following: 1. Construction of data halls 2. Construction of conference rooms 3. Construction of break rooms 4. Construction of server rooms 5. Construction of a substation 6. Construction of meet-me rooms 7. Construction of parking spaces 8. Installation of UPS/generators 9. Installation of safety and security systems | Colocation Data Center; District Heating/Cooling System |  |  | March 2026 - Construction works are underway. January 2026 - Construction works are underway. August 2025 - Construction works are underway. May 2025 - Construction works commenced. Q1 2024 - The Academic and Research Network of Slovenia announced plans to build a data center in Slovenia. | Project work on Schedule | 1 | Not Funded / Unconfirmed | Private | Academic and Research Network of Slovenia | Advant doo;Energovat Inzeniring doo;NTR Inzeniring doo;Pomgrad dd | Advant doo;Energovat Inzeniring doo;NTR Inzeniring doo
505680 | 505680 | 2026-03-03 13:56 | MSFT – Microsoft Data Centers Extension Program – Poland | MSFT – Microsoft Data Centers Extension Program – Poland | https://construction.globaldata.com/Projects/Overview/505680 | Planning | Program | 704 | 2025 Q1 | 2026 Q4 | 2028 Q1 | Europe | Poland |  |  |  |  | Commercial & Leisure | Data Center | Data Center |  | Low | Expansion | Onshore | Microsoft Corp is planning to expand hyperscale data centers across Poland. The program involves the expansion of existing data centers. It includes the construction of server rooms, administration buildings and parking facilities, and the installation of new AI accelerators and safety and security systems. The facilities have been committed to operating on renewable energy and will utilize advanced cooling systems. It will be equipped with generators powered by biofuels. The facilities will use a 40MW solar energy supply from Lightsource BP, which signed a power purchase agreement (PPA) in September 2023. | 52.843 | 18.5779 | The program involves the expansion of existing data centers across Poland. The US$704 million program includes the following: 1. Construction of server rooms 2. Construction of administration buildings 3. Construction of parking facilities 4. Installation of new AI accelerators 5. Installation of generators 6. Installation of safety and security systems. | Artificial Intelligence; Hyperscale Data Center | [5 empty] | Not Funded / Unconfirmed | Private | Microsoft Corp
536142 | 536142 | 2026-03-03 13:55 | MSFT – Microsoft Data Centers Program – United Kingdom | MSFT – Microsoft Data Centers Program – United Kingdom | https://construction.globaldata.com/Projects/Overview/536142 | Planning | Program | 447 | 2025 Q3 | 2027 Q1 | 2029 Q4 | Europe | United Kingdom |  |  |  |  | Commercial & Leisure | Data Center | Data Center |  | Medium | New | Onshore | Microsoft Corp is planning to build four hyperscale data center campuses across the UK. These include two data centers in Leeds, one in Newport, and a five-storey site in Acton, London. The program involves the construction of data centers. It includes data halls, office space, conference rooms, a substation, break rooms and parking spaces, and the installation of servers and safety and security systems. | 52.9255 | -10.0368 | The program involves the construction of four data centers across the UK. The US$447 million program includes the following: 1. Construction of data halls 2. Construction of a substation 3. Construction of system rooms 4. Construction of break rooms 5. Construction of server rooms 6. Construction of parking spaces 7. Installation of UPS/generators 8. Installation of servers 9. Installation of safety and security systems | Artificial Intelligence; Heating, ventilation and air conditioning (HVAC); Hyperscale Data Center |  |  |  | Project work on Schedule | 1 | Not Funded / Unconfirmed | Private | Microsoft Corp
451333 | 451333 | 2026-03-03 13:06 | Capital Energy SLU – Proyecto Ebro Data Center Campus Development – Aragon | Capital Energy SLU – Proyecto Ebro Data Center Campus Development – Aragon | https://construction.globaldata.com/Projects/Overview/451333 | Cancelled | Parent | 3743 | 2024 Q2 | Awaiting Confirmation | 2026 Q1 | Europe | Spain | Aragon |  | in the Entreviñas industrial estate |  | Commercial & Leisure | Data Center | Data Center | Overhead Lines; Wind Energy |  | New | Onshore | Box2bit, a company of Capital Energy, planned the Proyecto Ebro data center complex in Cariñena, Aragon, Spain. Phase One involves the construction of two data center buildings, an access control building and electrical infrastructure, a data center building, an access control building and electrical infrastructure. Phase III involves two data center buildings, access control, and electrical infrastructure in phase III. The project also includes the construction of the 36MW La Media Villa and 30MW Graitas wind farms with combined installation of 11 wind turbines with an electricity generation capacity of 6MW each, the Graitas 30/220kV electrical substation, 400/220kV electrical substation, and laying of two overhead transmission lines. Nordex has been appointed as the wind turbine supply and installation contractor. The project has been cancelled due to a lack of electricity grid connection and its exclusion from power allocation in the new national electricity plan. | 41.337 | -1.2241 | The project involves the construction of the Proyecto Ebro data center complex in Cariñena, Aragon, Spain. The US$3,743 million project includes the following: 1. Construction of two data center buildings, an access control building, and electrical infrastructure in phase I 2. Construction of a data center building, an access control building, and electrical infrastructure in phase II 3. Construction of two data center buildings, access control, and electrical infrastructure in phase III 4. Construction of the 36MW La Media Villa and 30MW Graitas wind farms, with the combined installation of 11 wind turbines with an electricity generation capacity of 6MW each 5. Construction of the Graitas 30/220kV electrical substation 6. Construction of 400/220kV electrical substation 7. Lying of two overhead transmission lines | Colocation Data Center |  |  | January 2026 - The project has been cancelled due to its exclusion from power allocation in the new national electricity plan. September 2025 - Administrative procedure is underway. November 2024 - Administrative procedure is underway. July 2024 - Administrative procedure is underway. June 2024 - Box2bit announced plans to build a data center in Cariñena, Aragon. | Project has been Cancelled | -5 | Not Funded / Unconfirmed | Private | Capital Energy SLU
538725 | 451333 | 2026-03-03 12:59 | Capital Energy SLU – Proyecto Ebro Data Center Campus Development: Phase III – Aragon | Capital Energy SLU – Proyecto Ebro Data Center Campus Development – Aragon | https://construction.globaldata.com/Projects/Overview/538725 | Cancelled | Sub | 738 | 2024 Q2 | Awaiting Confirmation | 2026 Q1 | Europe | Spain | Aragon |  |  |  | Commercial & Leisure | Data Center | Data Center |  |  | New | Onshore | Box2bit, a company of Capital Energy, planned the Proyecto Ebro data center complex in Cariñena, Aragon, Spain. The project involves the construction of two data center buildings, an administrative facility, server and technical rooms, parking facilities, installation of security systems, relevant equipment, and overhead transmission lines. The project has been cancelled due to a lack of electricity grid connection and its exclusion from power allocation in the new national electricity plan. | 41.3368 | -1.2242 | The project involves the construction of the Proyecto Ebro data center complex in Cariñena, Aragon, Spain. The US$738 million project includes the following: 1. Construction of two data center buildings 2. Construction of administrative facilities 3. Construction of server and technical rooms 4. Construction of parking facilities 5. Installation of security and relevant equipment 6. Lying of two overhead transmission lines |  |  |  | January 2026 - The project has been cancelled due to its exclusion from power allocation in the new national electricity plan. September 17, 2025 - Administrative procedures are underway. June 2024 - Box2bit, a company of Capital Energy announced plans to build the Proyecto Ebro data center complex: phase III in Cariñena. | Project has been Cancelled | -5 | Not Funded / Unconfirmed | Private | Capital Energy SLU
538724 | 451333 | 2026-03-03 12:57 | Capital Energy SLU – Proyecto Ebro Data Center Campus Development: Phase II – Aragon | Capital Energy SLU – Proyecto Ebro Data Center Campus Development – Aragon | https://construction.globaldata.com/Projects/Overview/538724 | Cancelled | Sub | 1180 | 2024 Q2 | Awaiting Confirmation | 2026 Q1 | Europe | Spain | Aragon |  |  |  | Commercial & Leisure | Data Center | Data Center |  |  | New | Onshore | Box2bit, a company of Capital Energy, planned the construction of the Proyecto Ebro data center complex: phase II in Cariñena, Aragon, Spain. The project involves the construction of a data center building, an administrative facility, server and technical rooms, parking facilities, installation of security systems, relevant equipment, and overhead transmission lines. The project has been cancelled due to a lack of electricity grid connection and its exclusion from power allocation in the new national electricity plan. | 41.3368 | -1.2242 | The project involves the construction of the Proyecto Ebro data center complex: phase II in Cariñena, Aragon, Spain. The US$1,188 million project includes the following: 1. Construction of a data center building 2. Construction of administrative facilities 3. Construction of server and technical rooms 4. Construction of parking facilities 5. Installation of security and relevant equipment 6. Lying of two overhead transmission lines |  |  |  | January 2026 - The project has been cancelled due to its exclusion from power allocation in the new national electricity plan. September 2025 - Administrative procedures are underway. June 2024 - Box2bit, a company of Capital Energy announced plans to build the Proyecto Ebro data center complex: phase II in Cariñena. | Project has been Cancelled | -5 | Not Funded / Unconfirmed | Private | Capital Energy SLU
538723 | 451333 | 2026-03-03 12:53 | Capital Energy SLU – Proyecto Ebro Data Center Campus Development: Phase I – Aragon | Capital Energy SLU – Proyecto Ebro Data Center Campus Development – Aragon | https://construction.globaldata.com/Projects/Overview/538723 | Cancelled | Sub | 1770 | 2024 Q2 | Awaiting Confirmation | 2026 Q1 | Europe | Spain | Aragon |  |  |  | Commercial & Leisure | Data Center | Data Center |  |  | New | Onshore | Box2bit, a company of Capital Energy planned the Proyecto Ebro data center complex in Cariñena, Aragon, Spain. The project involves the construction of two data center buildings, an access control building, and electrical infrastructure. The project also includes the construction of electrical substations, parking facilities, and the installation of security and relevant equipment. The project has been cancelled due to a lack of electricity grid connection and its exclusion from power allocation in the new national electricity plan. | 41.3371 | -1.2249 | The project involves the construction of the Proyecto Ebro data center complex in Cariñena, Aragon, Spain. The US$1,770 million project includes the following: 1. Construction of two data center buildings 2. Construction of an access control building 3. Construction of electrical infrastructure 4. Construction of electrical substations 5. Construction of parking facilities 6. Installation of security and relevant equipment | Heating, ventilation and air conditioning (HVAC) |  |  | January 2026 - The project has been cancelled due to its exclusion from power allocation in the new national electricity plan. September 2025 - Administrative procedures are underway. June 2024 - Box2bit, a company of Capital Energy announced plans to build the Proyecto Ebro data center complex: phase I in Cariñena. | Project has been Cancelled | -5 | Not Funded / Unconfirmed | Private | Capital Energy SLU
513568 | 513568 | 2026-03-03 10:47 | MEEZA – MV4 Data Centre Expansion 4 MW – Baladiyat ad Dawhah | MEEZA – MV4 Data Centre Expansion 4 MW – Baladiyat ad Dawhah | https://construction.globaldata.com/Projects/Overview/513568 | Execution | Parent | 50 | 2023 Q4 | 2025 Q1 | 2026 Q3 | Middle East and Africa | Qatar | Baladiyat ad Dawhah | Doha |  |  | Commercial & Leisure | Data Center | Data Center |  |  | Expansion | Onshore | Meeza is undertaking the expansion MV4 data center at Qatar Science and Technology Park, Al Rayyan in Qatar. This project involves the construction of a data center. It also includes IT Load Capacity:The facility is planned as 4 MW, Power Infrastructure: Utility grid + backup generators, Backup and Resilience: The facility will include N+1 redundancy (UPS + diesel generators expected per Tier III design), Data Centre Type: The project is planned as Tier III, Cooling Systems: Advanced HVAC; scalable cooling for high-density racks, Energy Efficiency: ISO 50001-aligned energy management; optimized PUE targets, Power Density: The power density is around High-density racks for AI and cloud workloads, Rack Configuration: The facility will support Standard and high-density racks. Meinhardt Group was appointed as the design consultant on the project. Galfar Al Misnad Engineering And Contracting has been working as the main contractor on the project. Construction works are currently progressing on the project and expected to be completed by the first half of 2026. The construction works are ongoing on the project and are expected to be completed by the third quarter of 2026. | 25.2793 | 51.5224 | Meeza is undertaking the expansion MV4 data center at Qatar Science and Technology Park, Al Rayyan in Qatar. The US$50 million project includes the following: Key Technical Features: 1. IT Load Capacity: The facility is planned as 4 MW 2. Power Infrastructure: Utility grid + backup generators 3. Backup and Resilience: The facility will include N+1 redundancy (UPS + diesel generators expected per Tier III design) 4. Data Centre Type: The project is planned as Tier III 5. Cooling Systems: Advanced HVAC; scalable cooling for high-density racks 6. Energy Efficiency: ISO 50001-aligned energy management; optimized PUE targets 7. Power Density: The power density is around High-density racks for AI and cloud workloads 8. Rack Configuration: The facility will support Standard and high-density racks | Hyperscale Data Center; Tier 3 Data Center | The expansion MV4 data center is being carried out at Qatar Science and Technology Park. |  | March 2026 - The construction works are ongoing on the project and are expected to be completed by the third quarter of 2026. September 2025 - Construction works are currently progressing and expected to be completed by the first half of 2026. July 2025 - Galfar Al Misnad Engineering And Contracting has been working as the main contractor on the project. | Project work on Schedule | 1 | Not Funded / Unconfirmed | Private | MEEZA | Galfar Al Misnad Engineering And Contracting WLL | Meinhardt (UK) Ltd
537829 | 537829 | 2026-03-03 10:42 | AtlasEdge – VIE002 Data Center – Vienna | AtlasEdge – VIE002 Data Center – Vienna | https://construction.globaldata.com/Projects/Overview/537829 | Planning | Parent | 120 | 2024 Q1 | 2028 Q1 | 2031 Q1 | Europe | Austria | Vienna | Vienna | Leopoldine-Padaurek-Str. 14, Wien | 1210 | Commercial & Leisure | Data Center | Data Center |  | Medium | New | Onshore | AtlasEdge, a joint venture between Liberty Global and DigitalBridge, is planning to undertake the construction of a Tier III colocation data center called "VIE002" at the Siemens Campus in Vienna-Floridsdorf, Vienna, Austria. The project involves the construction of an 11,000m2 data center with a consumption capacity of 10MW. It includes data halls, racks, a substation, conference rooms, break rooms, meet-me rooms, server rooms, and parking spaces, and the installation of safety and security systems. The facility is committed to operating on 100% renewable energy. It utilizes an advanced cooling system. It will have N UPS and a generator for power backup. | 48.2661 | 16.4234 | The project involves the construction of a data center with a consumption capacity of 10MW at the Siemens Campus in Vienna-Floridsdorf, Vienna, Austria. The US$120 million project includes the following: 1. Construction of data halls 2. Construction of conference rooms 3. Construction of break rooms 4. Construction of server rooms 5. Construction of a substation 6. Construction of meet-me rooms 7. Construction of parking spaces 8. Installation of UPS/generators 9. Installation of racks 10. Installation of safety and security systems | Colocation Data Center; Green data center; Heating, ventilation and air conditioning (HVAC); Tier 3 Data Center |  |  | March 2026 - Planning activities are underway. September 2025 - Planning activities are underway. July 2025 - Planning activities are underway. March 2024 - AtlasEdge announced plans to build a data center in Austria. | Project work on Schedule | 1 | Not Funded / Unconfirmed | Private | AtlasEdge
445668 | 445668 | 2026-03-03 05:32 | Amtrak – Unified Operations Center – Delaware | Amtrak – Unified Operations Center – Delaware | https://construction.globaldata.com/Projects/Overview/445668 | EPC Award | Parent | 53 | 2018 Q4 | 2026 Q3 | 2027 Q4 | North America | United States | Delaware | Wilmington | at the Renaissance Centre, 405 North King Street | 19801 | Commercial & Leisure | Office Buildings | Office Buildings | Data Center | Low | Renovation | Onshore | The National Railroad Passenger Corp. (Amtrak) is planning to undertake the construction of an integrated operations center in Wilmington, Delaware, the US. The project involves the construction of an integrated operations center. It includes the construction of workspaces, conference rooms, a Tier-3 data center, and the installation of video wall systems, and the mechanical and electrical system upgrades, and the improvements at the Renaissance Centre. Tevebaugh Architecture has been appointed as an architect and Wohlsen Construction Co as contractor. Construction works are scheduled to be completed by 2027. | 39.7466 | -75.5505 | The project involves the construction of an integrated operations center in Wilmington, Delaware, the US. The US$53 million project includes the following: 1. Construction of workspaces 2. Construction of conference rooms 3. Construction of a Tier-3 data center 4. Installation of video wall systems 5. Mechanical and electrical system upgrades 6. Improvements at the Renaissance Centre | Coworking Space; Tier 3 Data Center |  |  | March 03, 2026 - We have not been able to obtain further updates on this project. We have retained the same project stage and amended the key dates accordingly. We will update the profile as soon as we obtain any new information. April 2025 - Pre-construction works are underway. May 2024 - Pre-construction works are underway. April 2024 - Wohlsen Construction Co. has secured the construction contractor. May 2021 - Planning activities are underway. May 2020 - Amtrak acquired the Renaissance Centre building for US$41 million. Q4 2018 - Amtrak announced plans to build a Unified Operations Center in Wilmington. | Information Unavailable |  | Not Funded / Unconfirmed | Public | National Railroad Passenger Corp | Wohlsen Construction Co | TEVEBAUGH ASSOCIATES INC
366719 | 366719 | 2026-03-02 18:14 | MSFT – Koge Data Center – Zealand | MSFT – Koge Data Center – Zealand | https://construction.globaldata.com/Projects/Overview/366719 | Execution | Parent | 200 | 2020 Q4 | 2022 Q2 | 2026 Q3 | Europe | Denmark | Zealand | Koge | Lille Skensved | 4600 | Commercial & Leisure | Data Center | Data Center |  |  | New | Onshore | Microsoft Corp (MSFT) is undertaking the construction of a hyperscale data center in Zealand, Denmark. The project involves the construction of 14,350m2 three data center halls with a capacity of 36MW and an area of ​​4,314m2 each which will be developed in two phases : > The first phase involves the construction of one data center hall and the installation of a diesel-powered emergency power system with a total fired power of 30 MW (4 x 7.5 MW) and a generator (1.21MW fired power) for emergency supply of the administration building. > The second phase involves the installation of a total nominal fired power of a total of 91.21 MW. The other two buildings involves the installation of emergency power systems with a total of 60MW of input power (two data halls of 4 x 7.5MW input power). It also includes the construction of an administration building of 1,350m2, server rooms, office rooms, electric distribution rooms, a general services area, a generator room, parking facilities and the installation of a diesel-powered emergency power plant, solar cell systems on a roof area, and safety and security systems. The project will be powered by 100% renewable energy. Sweco Denmark AS has been appointed as associate developer and Exyte is undertaking the construction works. In October 2021, Sweco Denmark on behalf of MSFT submitted an EIA application to the Koge municipality. In 2022, construction works commenced. | 55.458 | 12.1821 | The project involves the construction of 14,350m2 three data center halls with a capacity of 36MW and an area of 4,314m2 each in Zealand, Denmark. The US$200 million project includes the following: 1. Construction of three data center halls 2. Construction of an administration building of 1,350m2 3. Construction of server rooms 4. Construction of office rooms 5. Construction of electric distribution rooms 6. Construction of a general services area 7. Construction of a generator room 8. Construction of parking facilities 9. Installation of a diesel-powered emergency power plant 10. Installation of solar cell systems on a roof area 11. Installation of safety and security systems | Emergency power/Backup power; Green data center; Heating, ventilation and air conditioning (HVAC); Hyperscale Data Center; Solar Rooftop | A data centre is being constructed at Lille Skensved in Koge, Zealand. The project is one of the three data centres that MSFT is developing in Zealand. The new data centre will be used to serve MSFT's customers in Denmark by storing data in Denmark itself. |  | March 2026 - Construction work is nearing completion. December 2025 - Construction work is nearing completion. July 2025 - Construction activities are underway. February 2025 - Construction activities are underway. May 2024 - Construction activities are underway. August 2023 - Construction activities are underway. October 2022 - Construction activities are underway. Q2 2022 - Construction works commenced. October 2021 - MSFT has submitted an EIA application to the Koge municipality. Q4 2020 - MSFT announced plans to construct a data center in Koge. | Project work on Schedule | 1 | Not Funded / Unconfirmed | Private | Microsoft Corp | Exyte GmbH
490924 | 490924 | 2026-03-02 18:01 | MSFT – Vihti Data Center Campus – Uusimaa | MSFT – Vihti Data Center Campus – Uusimaa | https://construction.globaldata.com/Projects/Overview/490924 | Execution | Parent | 200 | 2023 Q2 | 2025 Q2 | 2027 Q4 | Europe | Finland | Uusimaa | Vihti | area between Vanha Turuntie (mt 110) and Turunväylä (vt 1) | 3150 | Commercial & Leisure | Data Center | Data Center |  |  | New | Onshore | Microsoft Corp is undertaking the construction of a hyperscale data center campus on land between Vanha Turuntie (mt 110) and Turunväylä (vt 1) near Nummela in Vihti, Uusimaa, Finland. The project involves the construction of a 48MW data center campus on 60ha of land. It includes four data center buildings, a gate building, a transformer building, a waste building, a sprinkler water tank with pumping stations, and the installation of related equipment and cooling systems. The facility has been committed to operating on 100% renewable energy, and it will utilize a direct evaporative cooling system. In May 2023, a public consultation was held, and in June 2023, an Environmental Impact Assessment was completed. Mercury Engineering has been appointed as the main contractor and Destia Oy as the subcontractor. In May 2025, construction commenced and is scheduled to be completed in 2027. | 60.2983 | 24.3327 | The project involves the construction of a 48MW data center campus on 60ha of land between Vanha Turuntie (mt 110) and Turunväylä (vt 1) in Vihti, Uusimaa, Finland. The US$200 million includes the following: 1. Construction of four data center buildings 2. Construction of a gate building 3. Construction of a transformer building 4. Construction of a waste building 5. Construction of a sprinkler water tank with pumping stations 6. Installation of related equipment 7. Installation of cooling systems | Hyperscale Data Center |  |  | March 2026 - Construction activities are underway. November 2025 - Construction activities are underway. June 2025 - Mercury has been awarded as the main contractor. May 21, 2025 - A groundbreaking ceremony was held marking the start of construction. September 2024 - Preconstruction works are started. August 2024 - A building permit was granted for the project. June 2024 - Planning activities are underway. December 2023 - Planning activities are underway. May 2023 - Microsoft has started an environmental impact assessment (EIA). Q2 2023 - Microsoft announced plans to build a data center campus in Finland. | Project work on Schedule | 1 | Not Funded / Unconfirmed | Private | Microsoft Corp | Destia Oy;Mercury Engineering Ltd
537293 | 537293 | 2026-03-02 17:49 | KARIS Critical – Naperville Data Center Campus – Illinois | KARIS Critical – Naperville Data Center Campus – Illinois | https://construction.globaldata.com/Projects/Overview/537293 | Cancelled | Parent | 70 | 2025 Q1 | Awaiting Confirmation | 2026 Q1 | North America | United States | Illinois | Naperville | Northwest corner of Naperville and Warrenville roads |  | Commercial & Leisure | Data Center | Data Center |  |  | New | Onshore | Karis Critical had plans to build a colocation data center near the northwest corner of Naperville and Warrenville roads within the Interstate 88 technology and research corridor in Naperville, Illinois, the US. The project involved the construction of an 18,580m2 data center with a consumption capacity of 12MW. It involved the construction of data halls, server rooms, an administrative space, and the installation of 12 diesel generators, cooling systems, safety, and security systems. The facility draws power from the utility grid. The facility is being built on the former Alcatel-Lucent office site. Initially, in September 2025, the plans include the construction of a 72MW data center with two buildings, with the installation of 24 diesel generators. In November 2025, plans were reduced to a single building 36MW data center, with the installation of 12 diesel generators, which were approved by the Naperville Planning and Zoning Commission. In January 2026, again, the plans were revised to a 24MW data center, but the Naperville City Council rejected the plans. | 41.8753 | -88.3281 | The project involved the construction of an 18,580m2 data center with a consumption capacity of 24MW in Naperville, Illinois, the US. The US$70 million project included the following: 1. Construction of data halls 2. Construction of server rooms 3. Construction of an administrative space 4. Construction of substation 5. Installation of 12 diesel generators 6. Installation of cooling systems 7. Installation of safety and security systems | Colocation Data Center; Heating, ventilation and air conditioning (HVAC) |  |  | January 2026 - The project has been cancelled because the Naperville City Council rejected the plans. November 2025 - The project received approval from the Naperville Planning And Zoning Commission. September 2025 - Planning activities are underway. Q1 2025 - Karis Critical announced plans for the construction of a data center in Naperville. | Project has been Cancelled | -5 | Not Funded / Unconfirmed | Private | KARIS Critical
537297 | 537293 | 2026-03-02 17:48 | KARIS Critical – Naperville Data Center Campus: Phase I – Illinois | KARIS Critical – Naperville Data Center Campus – Illinois | https://construction.globaldata.com/Projects/Overview/537297 | Cancelled | Sub | 50 | 2025 Q1 | Awaiting Confirmation | 2026 Q1 | North America | United States | Illinois | Naperville | Northwest corner of Naperville and Warrenville roads |  | Commercial & Leisure | Data Center | Data Center |  |  | New | Onshore | Karis Critical had plans to build a colocation data center within the Interstate 88 technology and research corridor in Naperville, Illinois, the US. The project involved the construction of an 18,580m2 data center with a consumption capacity of 24MW. It involved the construction of data halls, server rooms, an administrative space, and the installation of generators, cooling systems, safety and security systems. The facility draws power from the utility grid. | 41.8753 | -88.3281 | The project involved the construction of an 18,580m2 data center with a consumption capacity of 24MW in Illinois, the US. The US$50 million project included the following: 1. Construction of data halls 2. Construction of server rooms 3. Construction of an administrative space 4. Construction of substation 5. Installation of generators 6. Installation of cooling systems 7. Installation of safety and security systems | Colocation Data Center; Heating, ventilation and air conditioning (HVAC) |  |  | January 2026 - The project has been cancelled because the Naperville City Council rejected the plans. November 2025 - The project received approval from the Naperville Planning And Zoning Commission. September 2025 - Planning activities are underway. Q1 2025 - Karis Critical announced plans for the construction of a data center in Naperville. | Project has been Cancelled | -5 | Not Funded / Unconfirmed | Private | KARIS Critical
560525 | 560525 | 2026-03-02 17:47 | EdgeConneX – Skelleftea Data Center – Vaesterbotten | EdgeConneX – Skelleftea Data Center – Vaesterbotten | https://construction.globaldata.com/Projects/Overview/560525 | Planning | Parent | 2300 | 2026 Q1 | 2028 Q1 | 2032 Q4 | Europe | Sweden | Vaesterbotten | Skelleftea |  |  | Commercial & Leisure | Data Center | Data Center |  | Medium | New | Onshore | EdgeConneX is planning to build a hyperscale data center campus in Skelleftea, Sweden. The project involves the construction of a data center campus with a consumption capacity of 1,000MW. It includes the construction of data halls, server rooms, meet-me rooms, administrative space and parking spaces, and the installation of racks, generators, a cooling system and safety and security systems The facility has been committed to operating on renewable energy. | 64.7602 | 20.9375 | The project involves the construction of a data center campus with a consumption capacity of 1,000MW in Skelleftea, Sweden. The US$2,300 million project includes the following: 1. Construction of data halls 2. Construction of server rooms 3. Construction of meet-me rooms 4. Construction of administrative space 5. Construction of parking spaces 6. Installation of racks 7. Installation of generators 8. Installation of a cooling system 9. Installation of safety and security systems | Artificial Intelligence; Hyperscale Data Center |  |  | March 2026 - The project is in the early stages of planning. October 2025 - EdgeConneX Inc announced plans to build a data center campus in Sweden. | Project work on Schedule | 1 | Not Funded / Unconfirmed | Private | EdgeConneX Inc
560484 | 560484 | 2026-03-02 17:45 | Penzance Mgmt – Berkeley County Data Center Campus – West Virginia | Penzance Mgmt – Berkeley County Data Center Campus – West Virginia | https://construction.globaldata.com/Projects/Overview/560484 | Planning | Parent | 4000 | 2025 Q4 | 2027 Q3 | 2030 Q4 | North America | United States | West Virginia |  | Bedington Campus, Berkeley County |  | Commercial & Leisure | Data Center | Data Center |  | Medium | New | Onshore | Penzance Management is planning to construct a high-impact intelligence hyperscale data center at the Bedington Intelligence Center in Berkeley County, West Virginia, the US. The project involves the construction of a 176,516m2 data center with a consumption capacity of 600MW on 221.76ha of land. It includes the construction of data halls, server rooms, an administrative space, and the installation of generators, cooling systems, and safety and security systems. The facility will be powered through a combination of utility grid integration and private microgrid infrastructure. It aims to target LEED certification. It will be West Virginia’s first High Impact Intelligence Center, which would help position West Virginia in artificial intelligence, cloud computing, and advanced computing markets. | 39.5223 | -77.9056 | The project involves the construction of a 176,516m2 AI data center with a consumption capacity of 600MW on 221.76ha of land in Berkeley County, West Virginia, the US. The US$4,000 million project includes the following: 1. Construction of data halls 2. Construction of server rooms 3. Construction of an administrative space 4. Installation of generators 5. Installation of cooling systems 6. Installation of safety and security systems | Hyperscale Data Center; LEED |  |  | March 2026 - The developer is in the process of submitting detailed engineering and environmental plans. Q4 2025 - Penzance Management announced plans for the construction of a data center in West Virginia. | Project work on Schedule | 1 | Not Funded / Unconfirmed | Private | Penzance Management LLC
440538 | 440538 | 2026-03-02 17:40 | Virtus DC – Saunderton Data Center Campus – Buckinghamshire | Virtus DC – Saunderton Data Center Campus – Buckinghamshire | https://construction.globaldata.com/Projects/Overview/440538 | Execution | Parent | 630 | 2024 Q1 | 2025 Q2 | 2026 Q3 | Europe | United Kingdom | Buckinghamshire | High Wycombe | At Molins Site, Haw Lane, Saunderton. | HP14 4JE | Commercial & Leisure | Data Center | Data Center | Parking Facilities |  | New | Onshore | VIRTUS Data Centres Ltd. is undertaking the construction of a data center near High Wycombe and north of the existing data center hub in Slough, Saunderton, Buckinghamshire, England, UK. The project involves the construction of four data centers with a consumption capacity of 75MW on 20ha of land. It includes the construction of one three-story data building, three two-story data buildings, associated groundwork, vehicular access, internal roads, 150 car parking spaces, and retention of existing office buildings and the installation of security fencing, gates, and piers, and an electricity sub-station. The facility has been committed to operating on 100% renewable energy and will utilize liquid cooling system. Arup has been appointed as the architect, TTP as the transport consultant, the Museum of London as the archaeology consultant, Arup Group Ltd as the design consultant, Ramboll as a consultant, and TSL Projects Ltd as the main contractor. In May 2025, construction works commenced, and works are expected to be completed in July 2026. | 51.519 | -0.61904 | The project involves the construction of four data centers with a consumption capacity of 75MW on 20ha of land near High Wycombe and north of the existing data center hub in Slough, Saunderton, Buckinghamshire, England, the UK. The US$630 million project includes the following: 1. Construction of a three-story data building 2. Construction of three two-story data buildings 3. Construction of associated groundwork 4. Construction of vehicular access 5. Construction of internal roads 6. Construction of 150 car parking spaces 7. Retention of existing office buildings 8. Installation of security fencing 9. Installation of gates and piers 10. Installation of electricity sub-station | Fencing; Heating, ventilation and air conditioning (HVAC); Hyperscale Data Center; Potential E&E; Tier 3 Data Center | A data center is planned to be built at the former Molins tobacco machinery site on Haw Lane near High Wycombe and north of the existing data center hub in Slough, Saunderton, Buckinghamshire. | https://virtusdatacentres.com/general/saunderton-development | March 2026 - Construction work is underway. October 2025 - Construction work is underway. August 2025 - Construction work is underway. May 2025 - Construction work commenced. February 2025 - Design activities are underway. December 2024 - Design activities are underway. September 2024 - Design activities are underway. July 2024 - Design activities are underway. March 2024 - Design activities are underway. February 2024 - The project received planning approvals from the BC. July 08, 2022 - A planning application was submitted to the Buckinghamshire Council (BC). Q1 2022 - Virtus announced plans to build a data center in Saunderton. | Project work on Schedule | 1 | Not Funded / Unconfirmed | Private | VIRTUS Data Centres Ltd. | TSL Projects Ltd | Arup Group Ltd;Ove Arup & Partners International Ltd | Montagu Evans LLP;Museum of London;Ramboll UK Ltd;Travel And Transport Planning Consulting
538621 | 538621 | 2026-03-02 17:21 | Private Dev – Johor Bahru Data Center – Johor | Private Dev – Johor Bahru Data Center – Johor | https://construction.globaldata.com/Projects/Overview/538621 | EPC Award | Parent | 420 | 2025 Q1 | 2026 Q2 | 2027 Q4 | Asia-Pacific | Malaysia | Johor | Johor Bahru | Mukim Pulai | 79100 | Commercial & Leisure | Data Center | Data Center |  | Medium | New | Onshore | A private developer is planning to undertake the construction of a hyperscale data center in Mukim Pulai, Johor Bahru, Johor, Malaysia. The project involves the construction of a six-story, 62,000m2 data center. It includes the construction of data halls, racks, a substation, office space, break rooms, meet-me rooms, a refuse and recycling facility, and parking spaces, and the installation of racks and safety and security systems. It is equipped with reliable uninterruptible power supply (UPS) units and diesel generators for backup power systems. It also features an advanced cooling system, ensuring optimal performance and efficiency with maximum reliability. It is being designed to achieve LEED Gold and GreenRE Platinum certifications. In August 2025, IJM Construction Sdn Bhd was awarded the main contractor for a contract value of US$333 million, including steel structures for mechanical and electrical (M&E) plant installation works. Silver Ridge has been appointed as an installation subcontractor and supply contractor. | 1.4817 | 103.6204 | The project involves the construction of a six-story, 62,000m2 data center in Johor Bahru, Johor, Malaysia. The US$420 million project includes the following: 1. Construction of data halls 2. Construction of office space 3. Construction of break rooms 4. Construction of a refuse and recycling facility 5. Construction of a substation 6. Construction of meet-me rooms 7. Construction of parking spaces 8. Installation of UPS/generators 9. Installation of racks 10. Installation of safety and security systems | Emergency power/Backup power; Hyperscale Data Center; LEED |  |  | March 2026 - Pre-construction activities are underway. November 2025 - Pre-construction activities are underway. August 2025 - IJM Construction Sdn Bhd has been appointed as the construction contractor. Q1 2025 - A Private Developer announced plans to build a data center in Malaysia. | No Major Development | 0 | Not Funded / Unconfirmed | Private | Private Developer | IJM Construction Sdn Bhd
513390 | 513390 | 2026-03-02 15:26 | Daegu University/ Inuverse – AI Daegu Data Center – Gyeongsangbuk-do | Daegu University/ Inuverse – AI Daegu Data Center – Gyeongsangbuk-do | https://construction.globaldata.com/Projects/Overview/513390 | Planning | Parent | 400 | 2024 Q4 | 2027 Q3 | 2030 Q2 | Asia-Pacific | South Korea | Gyeongsangbuk-do | Gyeongsan-si | Daegu |  | Commercial & Leisure | Data Center | Data Center |  | Low | New | Onshore | Inuverse Co., Ltd and Daegu University are planning to undertake the construction of a hyperscale data center at Daegu University's campus in Daegu, Gyeongsangbuk, South Korea. The project involves the construction of a 150,000m2 AI data center with a consumption capacity of 300MW. It includes the construction of meeting rooms, an administrative space, parking facilities, installation of equipment, cooling systems, and safety and security systems. It will be developed in two phases. The first phase includes the development of a 150MW facility, with phase two expanding the data center to 300MW. The facility will be developed using water-based Cooling, sourced from Muncheonji Reservoir, ensuring maximum cooling efficiency. Once completed, AI DDC is expected to feature advanced rack cooling, hot zone optimization, absorption chilling enabled by the thermal energy from FuelCell Energy’s platform, and a clean waste model that reduces operational costs and improves performance. | 35.8481 | 128.5178 | The project involves the construction of a 150,000m2 AI data center with a consumption capacity of 300MW at Daegu University's campus in Daegu, Gyeongsangbuk, South Korea. The US$400 million project includes the following: 1. Construction of an administrative space 2. Construction of meeting rooms 3. Construction of parking facilities 4. Construction of server rooms 5. Installation of equipment and cooling systems 6. Installation of safety and security systems | Heating, ventilation and air conditioning (HVAC); Hyperscale Data Center |  |  | March 2026 - Planning activities are underway. July 2025 - FuelCell Energy, Inc. and Inuverse have signed a Memorandum of Understanding to explore deploying up to 100MW of fuel cell-based power. February 2025 - Daegu University and Inuverse Co., Ltd. have signed a Memorandum of Understanding (MOU) to develop the project. Q4 2024 - Inuverse announced plans to build a data center in Daegu. | No Major Development | 0 | Not Funded / Unconfirmed | Private | Foundation of Daegu University;Inuverse
505057 | 467105 | 2026-03-02 15:16 | DataBank – Red Oak AI Data Center Campus: DFW11 – Texas | DataBank – Red Oak AI Data Center Campus – Texas | https://construction.globaldata.com/Projects/Overview/505057 | Execution | Sub | 325 | 2025 Q1 | 2025 Q4 | 2028 Q1 | North America | United States | Texas | Dallas | 3320 Batchler Rd | 75154 | Commercial & Leisure | Data Center | Data Center |  |  | New | Onshore | DataBank is planning to build an AI, hyperscale tierIII data center at 3320 Batchler Rd in Red Oak in Dallas, Texas, the US. The project involves the construction of an 18,580m2, two-story data center with a consumption capacity of 60MW. It includes the construction of server rooms, meeting rooms, an administrative space and parking facilities, and the installation of safety and security systems. The project will be powered by 100% renewable energy from Oncor, and it will utilise an air-and-liquid cooling system. JHET Architects has been appointed as the architect, Rogers-O'Brien Construction as the contractor for the project and MUFG Bank as an administrative agent, coordinating lead arranger and sole bookrunner for the transaction of the loan. Construction works will be completed by January 2028. | 32.5162 | -96.7316 | The project involves the construction of an 18,580m2, two-story data center with a consumption capacity of 60MW at Stainback Road in Red Oak, Dallas, Texas, the US. The US$325 million project includes the following: 1. Construction of server rooms 2. Construction of meeting rooms 3. Construction of an administrative space 4. Construction of parking facilities 5. Installation of an air-and-liquid cooling system 6. Installation of safety and security systems | Heating, ventilation and air conditioning (HVAC); Hyperscale Data Center; Tier 3 Data Center |  |  | April 2026 - DataBank secured a US$2,000 million green loan for the project. April 2026 - Construction work is underway. March 2026 - Construction work is underway. August 2025 - Planning activities are underway. May 2025 - Project is in early stages of development. Q1 2025 - DataBank announced plans to build a data center in Ellis County. | Funding Secured | 2 | Partially Funded | Private | DataBank Ltd | Rogers-O'Brien Construction | JHET Architects
513295 | 513295 | 2026-03-02 15:09 | Sabey Data Center – Ashburn Building A Data Center – Virginia | Sabey Data Center – Ashburn Building A Data Center – Virginia | https://construction.globaldata.com/Projects/Overview/513295 | Execution | Parent | 650 | 2024 Q1 | 2025 Q2 | 2026 Q4 | North America | United States | Virginia | Ashburn |  |  | Commercial & Leisure | Data Center | Data Center |  |  | New | Onshore | Sabey Data Centers is undertaking the construction of Building A, the third and final colocation data center at its Ashburn campus in Virginia, the US. The project involves the construction of an 18MW three-story data center building. It includes the construction of an administrative space, a network management center, server rooms, a cafeteria, and parking facilities, and the installation of generators and safety and security systems. Initially, it will deliver 18MW of IT capacity, with the potential to scale up to 54MW in the future. It will feature a range of cooling configurations, catering for air-cooled, liquid-cooled, and hybrid environments, and accommodate densities of up to 100kW per rack. It will have an annualized Power Usage Effectiveness (PUE) of 1.35. The data center is expected to be completed by 2026. | 39.0157 | -77.4787 | The project involves the construction of an 18MW three-story data center building in Ashburn, Virginia, the US. The US$650 million project includes the following: 1. Construction of an administrative space 2. Construction of the network management center 3. Construction of server rooms 4. Construction of a cafeteria 5. Construction of parking facilities 6. Installation of generators 7. Installation of safety and security systems | Colocation Data Center; Heating, ventilation and air conditioning (HVAC) |  |  | March 2026 - Construction activities are underway. July 2025 - Construction activities are underway. June 2025 - A groundbreaking ceremony was held marking the start of construction. Q1 2024 - SDC announced plans to build a data center in Ashburn. | Project work on Schedule | 1 | Not Funded / Unconfirmed | Private | Sabey Data Center Properties LLC
351601 | 351601 | 2026-03-02 14:26 | META – Mesa Data Center – Arizona | META – Mesa Data Center – Arizona | https://construction.globaldata.com/Projects/Overview/351601 | Execution | Parent | 1000 | 2020 Q2 | 2021 Q3 | 2026 Q4 | North America | United States | Arizona | Mesa | 3841 South Ellsworth Road | 85212 | Commercial & Leisure | Data Center | Data Center |  |  | New | Onshore | Facebook Inc (FB) is constructing a hyperscale data center at 3841 South Ellsworth Road in Mesa, Arizona, the US. The project involves the construction of a 232,258m2 data center with five buildings on 160.2ha of land. It will be developed in phases. The first phase includes the construction of an 89,187m2 facility. It includes the construction of server rooms, meeting rooms, an administrative space, and parking facilities, and the installation of solar panels, routers, switches, servers, storage systems, and safety and security systems. The project will be powered by 100% renewable energy from Ørsted's solar farm and will use liquid cooling technology for cooling. In December 2023, Meta signed a power supply agreement with Ørsted for the solar energy generated at the site. Sheehan Nagle Hartray Architects has been appointed as the architect, Burns & McDonnell as the design consultant, and DPR Construction as the construction contractor. The facility is designed to achieve LEED Gold certification. Construction works commenced in August 2021, and construction activities were completed on the first phase in January 2025. Overall, construction activities are scheduled to be completed by 2026. | 33.3548 | -111.6354 | The project involves the construction of a 232,258m2 data center with five buildings on 160.2ha of land in Mesa, Arizona, the US. The US$1,000 million project includes the following: 1. Construction of server rooms 2. Construction of meeting rooms 3. Construction of an administrative space 4. Construction of parking facilities 5. Installation of solar panels and routers 6. Installation of switches and servers 7. Installation of storage systems 8. Installation of safety and security systems | Heating, ventilation and air conditioning (HVAC); Hyperscale Data Center; LEED |  |  | March 2026 - Construction activities are underway. October 2025 - Construction works are underway for the remaining three buildings. October 2025 - Construction works are underway for the remaining three buildings. January 2025 - Construction works were completed on the first two buildings on phase one. July 2024 - Construction activities are underway. June 2023 - Construction activities are underway. August 2022 - Construction activities are underway. August 2021 - A groundbreaking ceremony was held on the project. May 2021 - FB secured approvals from the Mesa City Council for the proposed plans. Q2 2020 - FB announced plans to construct a data center in Mesa. | Project work on Schedule | 1 | Not Funded / Unconfirmed | Private | Meta Platforms Inc | DPR Construction Inc | Burns & McDonnell;Sheehan Nagle Hartray Architects
536300 | 536300 | 2026-03-02 12:42 | WHL Dallas 45 – Project Labrador Data Center – Texas | WHL Dallas 45 – Project Labrador Data Center – Texas | https://construction.globaldata.com/Projects/Overview/536300 | Planning | Parent | 1400 | 2025 Q1 | 2028 Q1 | 2030 Q4 | North America | United States | Texas | Dallas | 1401, 1607, 2001, 2011, 2021, 2101, 2111, 2201, and 2701 Greene Road | 75146 | Commercial & Leisure | Data Center | Data Center |  | Low | New | Onshore | WHL Dallas 45 LLC, an affiliate of Prime45 Development is planning to build a data center campus at 1401 Greene Road in Dallas, Texas, the US. The project involves the construction of a 99,406m2 data center campus on 169.5ha of land. It includes the construction of five two-storey buildings spanning 20,047m2, five detention ponds, four substations, and an Oncor switching yard, data halls with racks, meeting rooms, office space, storage facilities and parking facilities, and the installation of power and cooling systems, safety and security systems. | 32.5986 | -96.7302 | The project involves the construction of a 99,406m2 data center campus on 169.5ha of land in Dallas, Texas, the US. The US$1,400 million project includes the following: 1. Construction of five detention ponds 2. Construction of four substations 3. Construction of an Oncor switching yard 4. Construction of data halls with racks 5. Construction of meeting rooms 6. Construction of office space 7. Construction of storage facilities 8. Construction of parking facilities 9. Installation of power and cooling systems 10. Installation of safety and security systems | Heating, ventilation and air conditioning (HVAC) |  |  | March 2026 - Planning activities are underway. August 2025 - WHL Dallas 45 LLC secured zoning approvals from the Lancaster City Council. Q1 2025 - WHL Dallas 45 LLC announced plans to build data center along Pleasant Run Road, Pinto Road, Greene Road, Alba Road and E. Belt Line Road. | No Major Development | 0 | Not Funded / Unconfirmed | Private | WHL Dallas 45 LLC
536301 | 536301 | 2026-03-02 12:42 | WHL Dallas 45 – Project Orange Data Center – Texas | WHL Dallas 45 – Project Orange Data Center – Texas | https://construction.globaldata.com/Projects/Overview/536301 | Planning | Parent | 1500 | 2025 Q1 | 2029 Q4 | 2034 Q4 | North America | United States | Texas | Dallas | 201 N. Sunrise Road | 75146 | Commercial & Leisure | Data Center | Data Center |  | Low | New | Onshore | WHL Dallas 45 LLC an affiliate of Prime45 Development is planning to build a data center campus at 201 Sunrise Road in Dallas, Texas, the US. The project involves the construction of a 139,354m2 data center campus on 47ha of land. It includes the construction of seven buildings each spanning 21,055m2 and a capacity of 36MW. It includes the construction of data halls with racks, meeting rooms, office space, storage facilities and parking facilities, and the installation of power and cooling systems, safety and security systems. | 32.5729 | -96.7018 | The project involves the construction of a 139,354m2 data center campus on 47ha of land in Dallas, Texas, the US. The US$1,500 million project includes the following: 1. Construction of server rooms with racks 2. Construction of control rooms 3. Construction of an administrative space 4. Construction of storage space 5. Construction of meet-me rooms 6. Installation of generators 7. Installation of equipment 8. Installation of advanced cooling systems 9. Installation of safety and security systems | Heating, ventilation and air conditioning (HVAC) |  |  | March 2026 - Planning activities are underway. August 2025 - WHL Dallas 45 secured zoning approvals from the Lancaster City Council. July 2025 - A public consultation is underway. Q1 2025 - WHL Dallas 45 LLC announced plans a data center at the northwest intersection of E. Belt Line Road and N. Sunrise Road. | No Major Development | 0 | Not Funded / Unconfirmed | Private | WHL Dallas 45 LLC
509900 | 509900 | 2026-03-02 12:41 | GFDA/ TAC Data Centers – Project Cardinal Data Center – Montana | GFDA/ TAC Data Centers – Project Cardinal Data Center – Montana | https://construction.globaldata.com/Projects/Overview/509900 | Cancelled | Parent | 1500 | 2025 Q1 | Awaiting Confirmation | 2025 Q4 | North America | United States | Montana | Great Falls | adjacent to the Agritech Business Park, north of Malmstrom Air Force Base | 59405 | Commercial & Leisure | Data Center | Data Center |  |  | New | Onshore | TAC Data Centers, a subsidiary company of Ardent Data Centers LLC, and Great Falls Development Alliance (GFDA) had planned to construct a hyperscale data center campus adjacent to the Agritech Business Park, north of Malmstrom Air Force Base in Montana, the US. The project envisaged the construction of a 18,5806m2 data center campus with a consumption capacity of 600MW on 230ha of land. It included the construction of 20 single-story buildings, server rooms, administrative space, two electrical substations, and parking facilities, and the installation of equipment and safety and security systems. The project will create 2,000 construction jobs and 200 operational jobs. In November 2025, the project has been cancelled. | 47.5044 | -111.4683 | The project envisaged the construction of a 185,806m2 data center campus with a consumption capacity of 600MW on 230ha of land in Great Falls, Montana, the US. The US$1,500 million project includes the following: 1. Construction of 20 single-story buildings 2. Construction of server rooms 3. Construction of administrative space 4. Construction of two electrical substations 5. Construction of parking facilities 6. Installation of equipment 7. Installation of safety and security systems | Heating, ventilation and air conditioning (HVAC); Hyperscale Data Center |  |  | November 2025 - TAC Data Centers and Great Falls Development Alliance have withdrawn the development plans due to challenges in securing sufficient power from NorthWestern Energy. August 2025 - The project is in early stages of development. Q1 2025 - GFDA and TAC Data Centers announced plans to build a data center campus in Great Falls. | Project has been Cancelled | -5 | Not Funded / Unconfirmed | Private | Great Falls Development Alliance;TAC Data Centers
558097 | 558097 | 2026-03-02 11:35 | TigerDC – Project Spero Data Center – South Carolina | TigerDC – Project Spero Data Center – South Carolina | https://construction.globaldata.com/Projects/Overview/558097 | Cancelled | Parent | 3000 | 2025 Q1 | Awaiting Confirmation | 2026 Q1 | North America | United States | South Carolina | Spartanburg | 389 Tyger River Industrial Drive, Moore | SC 29369 | Commercial & Leisure | Data Center | Data Center |  |  | New | Onshore | TigerDC had planned to construct a hyperscale, AI data center at 389 Tyger River Industrial Drive, Moore, Spartanburg County, in South Carolina, the US. The project involved the construction of a data center. It included the construction of data halls, server rooms, an administrative office, substations, and the installation of generators, air-cooled and closed-loop cooling systems, and safety and security systems. In February 2026, TigerDC announced the formal withdrawal of project plan consideration in Spartanburg County. | 34.8562 | -82.0127 | The project involved the construction of a data center in Spartanburg County, South Carolina, the US. The US$3,000 million project included the following: 1. Construction of data halls 2. Construction of server rooms 3. Construction of an administrative office 4. Construction of substations 5. Installation of generators 6. Installation of air-cooled and closed-loop cooling systems 7. Installation of safety and security systems |  |  |  | February 2026 - TigerDC has formally withdrawn the project plan. February 2026 - The resident is opposed to the proposed project plan. March 2025 - TigerDC announced plans to construct a data center in Spartanburg County. | Project has been Cancelled | -5 | Not Funded / Unconfirmed | Private | TigerDC
465393 | 465393 | 2026-03-01 19:26 | Karis Tech – Merrillville Data Center Campus – Indiana | Karis Tech – Merrillville Data Center Campus – Indiana | https://construction.globaldata.com/Projects/Overview/465393 | Planning | Parent | 900 | 2024 Q2 | 2028 Q1 | 2031 Q2 | North America | United States | Indiana | Merrillville | 101st Avenue east of Deep River |  | Commercial & Leisure | Data Center | Data Center |  | Low | New | Onshore | Karis Technologies, Inc. (KT) is planning to construct a colocation data center in Lake County, Indiana, the US. The project involves the construction of a 111,484m2 data center campus on 72.84ha of land. It includes the construction of nine data center buildings, server rooms, meeting rooms, racks, an administrative unit, a parking facility, and the installation of cooling generators, safety and security systems. The facility will be powered by the Northern Indiana Public Service Company(NIPSCO). | 41.4348 | -87.3064 | The project involves the construction of a 111,484m2 data center campus on 72.84ha of land in Merrillville, Lake County, Indiana, the US. The US$900 million project includes the following: 1. Construction of nine data center buildings 2. Construction of server rooms 3. Construction of meeting rooms 4. Construction of racks 5. Construction of an administrative unit 6. Construction of a parking facility 7. Installation of cooling generators 8. Installation of safety and security systems | Colocation Data Center; Heating, ventilation and air conditioning (HVAC) |  |  | February 2026 - Planning activities are underway. September 2025 - Planning activities are underway. November 2024 - Planning activities are underway. September 2024 - The project received zoning approval from the Merrillville Town Council. Q2 2024 - KT announced plans to build a data center campus in Merrillville. | No Major Development | 0 | Not Funded / Unconfirmed | Private | Karis Technologies Inc
560530 | 560530 | 2026-02-27 18:23 | WY Hyperscale – Dallas Nexus Data Center Campus – Texas | WY Hyperscale – Dallas Nexus Data Center Campus – Texas | https://construction.globaldata.com/Projects/Overview/560530 | Planning | Parent | 400 | 2025 Q3 | 2026 Q4 | 2027 Q4 | North America | United States | Texas | Dallas | West of Dallas between Talty and Post Oak Bend City | 75142 | Commercial & Leisure | Data Center | Data Center |  | Medium | New | Onshore | Prometheus Hyperscale, previously known as Wyoming Hyperscale Whitebox, is planning to build a new data center campus in Kaufman County, Texas, the US. The project involves the construction of a four-building 200MW data center campus on 202.3ha of land. It includes the construction of data halls, server rooms, a substation, and the installation of generators and uninterruptible power supply (UPS) units, cooling systems and safety and security systems. The facility will utilize renewable energy through behind-the-meter power generated by Jenbacher's J620 gas engines, along with Engie’s nearby battery energy storage system and Conduit Power's on-site natural gas and battery storage systems. It will use the liquid-cooling technology for cooling. In September 2025, Prometheus partnered with Engie to power data centers with renewable energy in Dallas, Texas. The first building will be completed by the fourth quarter of 2026, and the data center will be fully operational by 2027. | 32.6321 | -96.3136 | The project involves the construction of a four-building 200MW data center campus on 202.3ha of land located west of Dallas between Talty and Post Oak Bend City in Kaufman County, Texas, the US. The US$400 million project includes the following: 1. Construction of data halls 2. Construction of server rooms 3. Construction of a substation 4. Installation of generators and uninterruptible power supply (UPS) units 5. Installation of the cooling system 6. Installation of safety and security systems | Energy storage |  |  | February 2026 - Planning activities are underway. Q3 2025 - Prometheus Hyperscale announced plans to build a data center campus in Dallas, Texas. | Project work on Schedule | 1 | Not Funded / Unconfirmed | Private | Wyoming Hyperscale White Box LLC
559856 | 559856 | 2026-02-27 17:15 | G.S.M – Certosa di Pavia Data Center – Lombardy | G.S.M – Certosa di Pavia Data Center – Lombardy | https://construction.globaldata.com/Projects/Overview/559856 | Planning | Parent | 270 | 2025 Q4 | 2027 Q1 | 2028 Q4 | Europe | Italy | Lombardy | Pavia |  |  | Commercial & Leisure | Data Center | Data Center |  | Medium | New | Onshore | G.S.M. S.r.l.(GSM) is planning to build a data center in Certosa di Pavia, Italy. The project involves the construction of a three-building, two-storey 60,000m2 data center campus with a consumption capacity of 50MW. It includes the construction of data halls, meet-me rooms, server rooms, an HV/MV substation, offices, technical and storage rooms and the installation of cooling systems and safety and security systems. The facility will be powered by an HV/MV substation, which is designed to transform the facility's power supply from high voltage to medium voltage, providing, downstream, medium voltage distribution to the data center. It will be equipped with reliable uninterruptible power supply (UPS) units and generators for backup power systems. It also features an advanced cooling system, ensuring optimal performance and efficiency with maximum reliability. | 45.1921 | 9.1592 | The project involves the construction of a three-building, two-storey 60,000m2 data center campus with a consumption capacity of 50MW in Certosa di Pavia, Italy. The US$270 million project includes the following: 1. Construction of data halls 2. Construction of server rooms 3. Construction of an HV/MV substation 4. Construction of offices 5. Construction of technical and storage rooms 6. Installation of the cooling system 7. Installation of safety and security systems |  |  |  | February 2026 - The facility received provisional approvals from the Pavia city council. December 2025 - Plans are submitted to the Pavia city council for approval. Q4 2025 - GSM announced plans to build a data center in Certosa di Pavia, Italy. | Major Authority Clearance Received | 3 | Not Funded / Unconfirmed | Private | G.S.M. S.r.l.
471588 | 471588 | 2026-02-27 17:13 | Core Scientific/ CoreWeave – Muskogee 1 AI Data Center – Oklahoma | Core Scientific/ CoreWeave – Muskogee 1 AI Data Center – Oklahoma | https://construction.globaldata.com/Projects/Overview/471588 | Execution | Parent | 50 | 2023 Q2 | 2024 Q4 | 2026 Q4 | North America | United States | Oklahoma | Muskogee | 1525 W Smith Ferry Road | OK 74401 | Commercial & Leisure | Data Center | Data Center |  |  | New | Onshore | CoreWeave and Core Scientific are undertaking the construction of a hyperscale, AI data centre at 1525 W Smith Ferry Rd, the Port of Muskogee, in Oklahoma, the US. The project involves the construction of a 25,777m2 data center with a consumption capacity of 100MW on 26ha of land. It includes the construction of server rooms, control rooms, a substation and parking space, and the installation of generators and safety and security systems. The project will create 150 jobs. An in-house division of Core Scientific is undertaking the construction works. | 35.6967 | -95.3884 | The project involves the construction of a 25,777m2 data center with a consumption capacity of 100MW on 26ha of land in Oklahoma, the US. The US$50 million project includes the following: 1. Construction of server rooms 2. Construction of control rooms 3. Construction of a substation 4. Construction of parking space 5. Installation of generators 6. Installation of safety and security systems | Hyperscale Data Center |  |  | February 2026 - Construction activities are underway. August 2025 - Construction activities are underway. December 2024 - Construction activities are underway. November 2024 - Construction works commenced. August 2023 - Planning activities are underway. Q2 2023 - CoreWeave and Core Scientific announced plans to build a data center in Muskogee, Oklahoma, the USA. | Project work on Schedule | 1 | Not Funded / Unconfirmed | Private | Core Scientific Inc;CoreWeave Inc | Core Scientific Inc
359677 | 359677 | 2026-02-27 17:10 | Linnunrata – Nadaun Data Center – Himachal Pradesh | Linnunrata – Nadaun Data Center – Himachal Pradesh | https://construction.globaldata.com/Projects/Overview/359677 | On Hold | Parent | 59 | 2021 Q3 | 2022 Q2 |  | Asia-Pacific | India | Himachal Pradesh | Mandi | near Rit village in Nadaun, Hamirpur | 177033 | Commercial & Leisure | Data Center | Data Center |  |  | New | Onshore | Linnunrata of VueNow (Linnunrata) is undertaking the construction of an edge data center on 9.71ha of land near Rit village in Nadaun, Hamirpur, Himachal Pradesh, India. The project involves the construction of a data center on 9.71ha of land. It includes the construction of server rooms, meeting rooms, administrative facilities, and storage facilities, the installation of equipment and cooling systems, and safety and security systems. In May 2022, the groundbreaking ceremony was held, marking the start of construction. | 31.7806 | 76.3341 | The project involves the construction of a data center on 9.71ha of land in Hamirpur, Himachal Pradesh, India. The US$59 million project includes the following: 1. Construction of meeting rooms 2. Construction of server rooms 3. Construction of administrative facilities 4. Construction of storage facilities 5. Installation of equipment and cooling systems 6. Installation of safety and security systems | Hyperscale Data Center | A data centre is being constructed near Rit village in Nadaun, Hamirpur, Himachal Pradesh. The project aims to deliver high-end cloud computing services and cached data to end-users and to generate employment opportunities for the youth in the state. |  | February 27, 2026 - We have not been able to obtain further updates on this project. We have retained the same project stage and amended the key dates accordingly. We will update the profile as soon as we obtain any new information. June 2025 - The project is on hold. April 2025 - The project is on hold as VueNow is under investigation by the Enforcement Directorate for a Scam. August 2024 - Construction works are underway. December 08, 2023 - We have not been able to obtain further updates on this project. We have retained the same project stage and amended the key dates accordingly. We will update the profile as soon as we obtain any new information. February 2023 - Construction works are underway. May 2022 - A groundbreaking ceremony was held marking the start of construction and are underway. December 2021 - Planning activities are underway. Q3 2021 - Linnunrata is planning to build a data center in Hamirpur. | Information Unavailable |  | Not Funded / Unconfirmed | Private | Linnunrata
524165 | 555410 | 2026-02-27 16:44 | Teesworks – Teesworks Industrial Regeneration: AI Data Center – Middlesbrough | South Tees Dev/ Teesworks – Teesworks Industrial Regeneration – Stockton-on-Tees | https://construction.globaldata.com/Projects/Overview/524165 | Planning | Sub | 2500 | 2024 Q3 | 2026 Q4 | 2030 Q4 | Europe | United Kingdom | Middlesbrough | Middlesbrough | Former steel site. | TS2 1RP | Commercial & Leisure | Data Center | Data Center |  | High | New | Onshore | Teesworks Ltd formed by JC Musgrave Capital, Northern Land Management, Tees Valley Combined Authority, and South Tees Development Corporation is planning to construct an AI, hyperscale data center campus at the former steel house, Teesside, Hertfordshire, the UK. The project involves the construction of a 500,000m2 data center. It includes the construction of an office accommodation, a substation, battery stores, server rooms, car and cycle parking spaces, and the installation of chillers, transformers, generators, electrical equipment, and safety and security systems. DWD Property and Planning Ltd is appointed as the planning consultant. Google is in discussions with the owner to lease or operate the facility. It will be equipped with reliable uninterruptible power supply (UPS) units and generators for backup power systems. It also features an advanced cooling system, ensuring optimal performance and efficiency with maximum reliability. | 54.6243 | -1.1507 | The project involves the construction of a 500,000m2 hyperscale and AI data center campus at the former Steel House, Teesside, Hertfordshire, the UK. The US$2,500 million project includes the following: 1. Construction of an office accommodation 2. Construction of a substation 3. Construction of battery stores 4. Construction of server rooms 5. Construction of car and cycle parking spaces 6. Installation of chillers 7. Installation of transformers 8. Installation of generators 9. Installation of electrical equipment 10. Installation of safety and security systems | Heating, ventilation and air conditioning (HVAC); Hyperscale Data Center |  |  | February 2026 - Planning activities are underway. September 2025 - The Teesworks Ltd is in the process of preparing a detailed planning application. August 2025 - The project received Outline planning permission from Redcar and Cleveland Council. July 2025 - The project awaiting planning approvals from the Middlesbrough Council. June 06, 2025 - Teesworks Ltd submitted a planning application to the Middlesbrough Council. Q3 2024 - Teesworks Ltd announced plans to construct a data center in Teeside. | No Major Development | 0 | Not Funded / Unconfirmed | Private | Teesworks Ltd |  |  | DWD Property and Planning Ltd
536738 | 536738 | 2026-02-27 16:33 | PRESTIGE – Taloja Data Center – Maharashtra | PRESTIGE – Taloja Data Center – Maharashtra | https://construction.globaldata.com/Projects/Overview/536738 | Planning | Parent | 575 | 2025 Q1 | 2027 Q2 | 2030 Q1 | Asia-Pacific | India | Maharashtra | Mumbai | Taloja |  | Commercial & Leisure | Data Center | Data Center |  | Medium | New | Onshore | Prestige Estates Projects Ltd is planning to build a data center in Taloja, Navi Mumbai, Maharashtra, India. The project involves the construction of a data center on 40ha of land. It includes data halls, office space, conference rooms, a substation, break rooms and parking spaces, and the installation of racks and safety and security systems. The facility will utilize an advanced cooling system. It will have UPS and generators for power backup. The construction works are scheduled to commence in 2026. | 19.0728 | 72.8826 | The project involves the construction of a data center on 40ha of land in Taloja, Navi Mumbai, Maharashtra, India. The US$575 million project includes the following: 1. Construction of data halls 2. Construction of a substation 3. Construction of system rooms 4. Construction of break rooms 5. Construction of server rooms 6. Construction of parking spaces 7. Installation of UPS/generators 8. Installation of racks 9. Installation of safety and security systems | Heating, ventilation and air conditioning (HVAC) |  |  | February 2026 - Planning activities are underway. August 2025 - Planning activities are underway. Q1 2025 - Prestige Estates announced plans to build a data center in India. | No Major Development | 0 | Not Funded / Unconfirmed | Private | Prestige Estates Projects Ltd
467576 | 467576 | 2026-02-27 15:55 | MSFT – Bornasco MIL05 Data Center – Lombardy | MSFT – Bornasco MIL05 Data Center – Lombardy | https://construction.globaldata.com/Projects/Overview/467576 | Execution | Parent | 200 | 2022 Q1 | 2026 Q1 | 2030 Q4 | Europe | Italy | Lombardy | Pavia | Via dei Pioppi & Via Rimembranze | 27010 | Commercial & Leisure | Data Center | Data Center |  |  | New | Onshore | Microsoft Corp is undertaking the construction of a data center campus at Via dei Pioppi & Via Rimembranze in Bornasco, Italy. The project involves the construction of a data center campus on 16.5ha of land. It includes the construction of two, 20,000m2 data center buildings, an on-site electrical substation, underground utilities, access roads, data halls, and the installation of 50MW backup generators, safety and security systems. GSE Italia has been appointed as the general contractor. GSE Italia will also be responsible for all preliminary and site preparation works, including excavation, backfilling, and soil modeling. The site preparatory works commenced on September 15, 2025, and is scheduled for completion by August 4, 2026. Construction works commenced on January 12, 2026. | 45.1921 | 9.1592 | The project includes the construction of a data center campus on 16.5ha of land in Bornasco, Italy. The US$200 million project includes the following: 1. Construction of two 20,000m2 data center buildings 2. Construction of an on-site electrical substation 3. Construction of underground utilities 4. Construction of access roads 5. Construction of data halls 6. Construction of mechanical and electrical infrastructure 7. Installation of 50MW backup generators 8. Installation of safety and security systems | Heating, ventilation and air conditioning (HVAC); Hyperscale Data Center |  |  | February 2026 - Construction works are underway. January 12, 2026 - Construction works commenced. September 15, 2025 - The site preparatory works commenced. December 2022 - Public consultation is underway. October 2022 - Planning activities are underway. June 2022 - Microsoft submitted an application requesting a preliminary evaluation of the proposed site. Q1 2022 - Microsoft announced plans to build a data center in Bornasco, Italy. | Project work on Schedule | 1 | Not Funded / Unconfirmed | Private | Microsoft Corp | GSE Italia SRL
560430 | 560430 | 2026-02-27 14:52 | Private Dev – Belchatow Hyperscale Data Center – Lodz Voivodeship | Private Dev – Belchatow Hyperscale Data Center – Lodz Voivodeship | https://construction.globaldata.com/Projects/Overview/560430 | Planning | Parent | 900 | 2024 Q1 | 2027 Q2 | 2030 Q4 | Europe | Poland | Lodz Voivodeship | Belchatow | Domiechowice |  | Commercial & Leisure | Data Center | Data Center |  | Medium | New | Onshore | A private developer is planning to construct a hyperscale data center in Domiechowice, Bełchatów Commune, Poland. The project involves the construction of a data center with a consumption capacity of 500MW on 50ha of land. It includes the construction of data halls, server rooms, an administrative space, and the installation of generators, cooling systems, and safety and security systems. In 2024, A planning application was submitted. The facility will be powered by the nearby coal-fired Bełchatów Power Station. | 51.384 | 19.3216 | The project involves the construction of a data center with a consumption capacity of 500MW on 50ha of land in Belchatów Commune, Poland. The US$900 million project includes the following: 1. Construction of data halls 2. Construction of server rooms 3. Construction of an administrative space 4. Installation of generators 5. Installation of cooling systems 6. Installation of safety and systems | Hyperscale Data Center |  |  | February 2026 - The project is in the early stages of development. Q1 2024 - A private developer announced plans for the construction of a data center in Belchatów. | Project work on Schedule | 1 | Not Funded / Unconfirmed | Private | Private Developer
403677 | 403677 | 2026-02-27 14:38 | Evolution Data – Cavite Colocation Data Center – Metro Manila | Evolution Data – Cavite Colocation Data Center – Metro Manila | https://construction.globaldata.com/Projects/Overview/403677 | EPC Award | Parent | 300 | 2022 Q1 | 2026 Q2 | 2028 Q2 | Asia-Pacific | Philippines | Metro Manila | Manila | Gateway Business Park, Cavite |  | Commercial & Leisure | Data Center | Data Center |  | Low | New | Onshore | Evolution Data Centres (EDC) is undertaking the construction of a colocation data center in Cavite, the Philippines. The project involves the construction of a 40,000m2, 69MW data center on 4ha of land. It includes the construction of server rooms, control rooms, administrative facilities, parking facilities, the installation of equipment, and safety and security systems. It will be developed in phases. The first phase includes the construction of a 23MW data center Latham & Watkins and Warburg Pincus are the financial advisors. In February 2023, Megawide Construction Corp. (part of Citicore Holdings Investment Inc.) partnered with Evolution Data Centres to acquire, develop, build, and/or operate center assets in the Philippines. In December 2024, EDC entered into a Power Purchase Agreement (PPA) for up to 100MW of renewable energy to power the data center. CREC was organised as Citicore Power Inc.’s (CPI) vehicle for its renewable energy investments to pursue greenfield and brownfield projects, and manage the operation of power generation projects for solar, hydro, and wind technologies in the Philippines. CREC’s parent company, CPI, is a direct subsidiary of Citicore Holdings Investment, Inc., the parent company of Megawide Construction Corporation. It will have a projected PUE of <1.4, and will have both air and liquid-cooling options. | 14.2592 | 120.9179 | The project involves the construction of a 40,000m2, 69MW colocation data center on 4ha of land in Cavite, Philippines. The US$300 million project includes the following: 1. Construction of server rooms 2. Construction of control rooms 3. Construction of administration facilities 4. Construction of parking facilities 5. Installation of equipment 6. Installation of safety and security systems | Colocation Data Center; Green data center; Heating, ventilation and air conditioning (HVAC) | A data center is proposed to be built at Gateway Business Park, General Trias, Cavite. The project aims to expand data center capacity to improve the quality of digital services to users in the region. |  | February 2026 - Pre-construction activities are underway. December 2025 - Pre-construction activities are underway. September 2025 - Pre-construction activities are underway. June 2025 - Earthworks and site preparation works are underway. December 2024 - EDC has entered into a Power Purchase Agreement with Citicore Renewable Energy for 100MW of renewable energy to supply power to the data center. May 2024 - Pre-construction works are underway. September 2023 - Groundworks have begun under provisional approval. February 2023 - Megawide signed a shareholders agreement with EDC to design, build, and operate the data center. Q1 2022 - EDC announced plans to build a data center in Cavite. | No Major Development | 0 | Not Funded / Unconfirmed | Private | Evolution Data Centres Pte Ltd | Megawide Construction Corporation | Megawide Construction Corporation
404652 | 403677 | 2026-02-27 14:37 | Evolution Data – Cavite Colocation Data Center: Phase I – Metro Manila | Evolution Data – Cavite Colocation Data Center – Metro Manila | https://construction.globaldata.com/Projects/Overview/404652 | EPC Award | Sub | 100 | 2022 Q1 | 2026 Q2 | 2026 Q4 | Asia-Pacific | Philippines | Metro Manila | Manila | Gateway Business Park, Cavite |  | Commercial & Leisure | Data Center | Data Center |  | Low | New | Onshore | Evolution Data Centres (EDC) is undertaking the construction of a colocation data center in Cavite, Philippines. The project involves the construction of a 23MW data center. It includes the construction of server rooms, control rooms, administrative facilities, parking facilities, the installation of equipment, and safety and security systems. Latham & Watkins and Warburg Pincus are the financial advisors. In February 2023, Megawide Construction Corp. partnered with Evolution Data Centres to acquire, develop, build, and/or operate center assets in the Philippines. In December 2024, EDC entered into a Power Purchase Agreement (PPA) for up to 100MW of renewable energy to power the data center. It will have a projected PUE of <1.4, and will have both air and liquid-cooling options. | 14.2592 | 120.9179 | The project involves the construction of a 23MW data center in Cavite, Philippines. The US$100 million project includes the following: 1. Construction of server rooms 2. Construction of control rooms 3. Construction of administration facilities 4. Construction of parking facilities 5. Installation of equipment 6. Installation of safety and security systems | Colocation Data Center; Green data center; Heating, ventilation and air conditioning (HVAC) | A data center is proposed to be built at Gateway Business Park, General Trias, Cavite. The project aims to expand data center capacity to improve the quality of digital services to users in the region. |  | February 2026 - Pre-construction activities are underway. December 2025 - Pre-construction activities are underway. September 2025 - Pre-construction activities are underway. June 2025 - Earthworks and site preparation works are underway. December 2024 - EDC has entered into a Power Purchase Agreement with Citicore Renewable Energy for 100MW of renewable energy to supply power to the data center. May 2024 - Pre-construction works are underway. September 2023 - Groundworks has begun under provisional approval, even while building permits were still under review. February 2023 - Megawide signed a shareholders agreement with EDC to design, build, and operate the data center. Q1 2022 - EDC announced plans to build a data center in Cavite. | No Major Development | 0 | Not Funded / Unconfirmed | Private | Evolution Data Centres Pte Ltd | Megawide Construction Corporation | Megawide Construction Corporation
339630 | 339630 | 2026-02-27 13:53 | Google – Hartman Stock Farm Data Center – Ohio | Google – Hartman Stock Farm Data Center – Ohio | https://construction.globaldata.com/Projects/Overview/339630 | Execution | Parent | 300 | 2020 Q2 | 2022 Q2 | 2026 Q2 | North America | United States | Ohio | Columbus | Former Hartman Farm, 5076 South High Street | 43137 | Commercial & Leisure | Data Center | Data Center |  |  | New | Onshore | Google LLC (Google) is undertaking the construction of a hyperscale data center in Columbus, Ohio, the US. The project involves the construction of a 14,000m2 data center on 202.34ha of land. It includes the construction of meeting rooms, conference rooms, warehouses, office space, machine chambers, and administration space, and the installation of electrical and mechanical systems. Vorys, Sater, Seymour, and Pease LLP has been appointed as the legal advisor, and Holder Construction Co. as a contractor. In August 2020, Google submitted a rezoning application to the Columbus Development Commission. In January 2021, Google secured approvals from the Columbus Development Commission on the rezoning application. In August 2021, the Columbus City Council voted in favor of a generous US$54.3 million tax break for the project in return for an expected 20 full-time jobs. The facility draws power from the utility grid supplied by American Electric Power (AEP). | 39.8644 | -83.0088 | The project involves the construction of a 14,000m2 data center on 202.34ha of land in Columbus, Ohio, the US. The US$300 million project includes the following: 1. Construction of meeting rooms 2. Construction of conference rooms 3. Construction of warehouses 4. Construction of office space 5. Construction of machine chambers 6. Construction of administration space 7. Installation of generators 8. Installation of cooling systems 9. Installation of electrical and mechanical systems | Heating, ventilation and air conditioning (HVAC); Hyperscale Data Center | A data center is being constructed at the former Hartman Farm in Columbus, Ohio. The project aims to provide better data center facilities in the region. It will create 20 jobs. Earlier, GOOG operated through the shell company Magellan Enterprises LLC (ME), hiding its identity as it negotiated the tax breaks alongside PFK Company II, LLC (PFK). |  | February 2026 - Construction works are underway. December 2025 - Construction works are underway. January 2025 - Construction works are underway. March 2024 - Construction activities are underway. June 2023 - Construction activities are underway. June 2022 - Construction activities commenced. November 2021 - Planning activities are underway. January 2021 - Google secured approvals from the Columbus Development Commission on the rezoning application. August 2020 - A rezoning application has been submitted to the Columbus Development Commission. Q2 2020 - Google announced plans to construct a data center in Columbus. | Project work on Schedule | 1 | Not Funded / Unconfirmed | Private | Google LLC | Holder Construction Co
503823 | 503823 | 2026-02-27 13:51 | Grupo FS – New Hyperscale Data Center – Sao Paulo | Grupo FS – New Hyperscale Data Center – Sao Paulo | https://construction.globaldata.com/Projects/Overview/503823 | Planning | Program | 307 | 2024 Q4 | 2027 Q1 | 2030 Q4 | South and Central America | Brazil | Sao Paulo | Sao Paulo |  |  | Commercial & Leisure | Data Center | Data Center |  | Low | New | Onshore | Grupo FS is planning to construct three hyperscale data centers in Brazil. The program involves the construction of a floor, three data centers with 70MW capacity, office accommodations, and parking facilities, and the installation of a security system, submarine optical cable, and racks. The project will be developed in three phases: First phase, Fortaleza hyperscale data center with a 30MW Capacity, Second phase, Sao Paulo hyperscale data center with a 30MW Capacity, and Third phase, Parana hyperscale data center with a 10MW Capacity. | -23.5475 | -46.6361 | The program involves the construction of three hyperscale data centers with a 70MW capacity in Brazil. The US$307 million project includes the following: 1. Construction of three data centers 2. Construction of office accommodations 3. Installation of security systems 4. Installation of submarine optical cables 5. Installation of racks | Heating, ventilation and air conditioning (HVAC); Hyperscale Data Center | [5 empty] | Not Funded / Unconfirmed | Private | Grupo FS
503817 | 503823 | 2026-02-27 13:47 | Grupo FS – Parana Hyperscale Data Center – Parana | Grupo FS – New Hyperscale Data Center – Sao Paulo | https://construction.globaldata.com/Projects/Overview/503817 | Planning | Parent | 123 | 2024 Q4 | 2027 Q1 | 2030 Q4 | South and Central America | Brazil | Parana |  |  |  | Commercial & Leisure | Data Center | Data Center |  | Low | New | Onshore | Grupo FS is planning to construct a Paraná hyperscale data center in Paraná, Brazil. The project involves the construction of a floor, a data center with 10MW capacity, office accommodations, and parking facilities, and the installation of a security system, submarine optical cable, and racks. The project's exact location is yet to be finalised. | -24.2344 | -51.6565 | The project involves the construction of a Paraná hyperscale data center with a 10MW capacity in Paraná, Brazil. The US$123 million project includes the following: 1. Construction of office accommodations 2. Installation of security systems 3. Installation of submarine optical cables 4. Installation of racks | Heating, ventilation and air conditioning (HVAC); Hyperscale Data Center |  |  | February 2026 - Planning activities are underway. August 2025 - Planning activities are underway. April 2025 - Planning activities are underway. Q4 2024 - Grupo FS announced plans to develop a hyperscale data center in Paraná. | No Major Development | 0 | Not Funded / Unconfirmed | Private | Grupo FS
503814 | 503823 | 2026-02-27 13:45 | Grupo FS – Sao Paulo Hyperscale Data Center – Sao Paulo | Grupo FS – New Hyperscale Data Center – Sao Paulo | https://construction.globaldata.com/Projects/Overview/503814 | Planning | Parent | 92 | 2024 Q4 | 2027 Q1 | 2029 Q4 | South and Central America | Brazil | Sao Paulo | Sao Paulo |  |  | Commercial & Leisure | Data Center | Data Center |  | Low | New | Onshore | Grupo FS is planning to construct a São Paulo hyperscale data center in São Paulo, Brazil. The project involves the construction of a floor, a data center with 30MW capacity, office accommodations, and parking facilities, and the installation of a security system, submarine optical cable, and racks. The project's exact location is yet to be finalised. | -23.5475 | -46.6361 | The project involves the construction of a Sao Paulo hyperscale data center with a 30MW capacity in São Paulo, Brazil. The US$92 million project includes the following: 1. Construction of office accommodations 2. Installation of security systems 3. Installation of submarine optical cables 4. Installation of racks | Hyperscale Data Center |  |  | February 2026 - Planning activities are underway. August 2025 - Planning activities are underway. April 2025 - Planning activities are underway. Q4 2024 - Grupo FS announced plans to develop a hyperscale data center in São Paulo. | No Major Development | 0 | Not Funded / Unconfirmed | Private | Grupo FS
503807 | 503823 | 2026-02-27 13:44 | Grupo FS – Fortaleza Praia do Futuro Hyperscale Data Center – Ceara | Grupo FS – New Hyperscale Data Center – Sao Paulo | https://construction.globaldata.com/Projects/Overview/503807 | Planning | Parent | 92 | 2024 Q4 | 2027 Q1 | 2029 Q4 | South and Central America | Brazil | Ceara | Fortaleza |  |  | Commercial & Leisure | Data Center | Data Center |  | Low | New | Onshore | Grupo FS is planning to construct a Praia do Futuro hyperscale data center in Fortaleza, Ceará, Brazil. The project involves the construction of a floor, a data center with 30MW capacity, office accommodations, and parking facilities, and the installation of a security system, submarine optical cable, and racks. | -3.7172 | -38.5431 | The project involves the construction of a Praia do Futuro hyperscale data center with a 30MW capacity in Fortaleza, Ceará, Brazil. The US$92 million project includes the following: 1. Construction of office accommodations 2. Installation of security systems 3. Installation of submarine optical cables 4. Installation of racks | Hyperscale Data Center |  |  | February 2026 - Planning activities are underway. August 2025 - Planning activities are underway. April 2025 - Planning activities are underway. Q4 2024 - Grupo FS announced plans to develop a hyperscale data center in Fortaleza. | No Major Development | 0 | Not Funded / Unconfirmed | Private | Grupo FS
451987 | 451987 | 2026-02-27 13:41 | Cupeper Acqu – Brandy Station Data Center Campus – Virginia | Cupeper Acqu – Brandy Station Data Center Campus – Virginia | https://construction.globaldata.com/Projects/Overview/451987 | Planning | Parent | 12000 | 2024 Q1 | 2028 Q1 | 2032 Q4 | North America | United States | Virginia | Culpeper | near Fleetwood Hill. |  | Commercial & Leisure | Data Center | Data Center |  | Medium | New | Onshore | Cupeper Acquisitions LLC is planning to build a hyperscale data center campus in Brandy Station, Culpeper County, Virginia, the US. The project involves the construction of a 427,354m2 of data center campus comprising nine multi-story buildings on 172ha of land. It includes the construction of an administrative space, meeting rooms, server rooms, and parking spaces, and the installation of equipment and safety and security systems. In June 2024, the project was denied by the Planning Commission and was delayed. | 38.5079 | -77.8794 | The project involves the construction of a 427,354m2 of data center campus comprising nine multi-story buildings on 172ha of land in Culpeper County, Virginia, the US. The US$12,000 million project includes the following: 1. Construction of an administrative space 2. Construction of meeting rooms 3. Construction of server rooms 4. Construction of parking spaces 5. Installation of equipment 6. Installation of safety and security systems | Heating, ventilation and air conditioning (HVAC); Hyperscale Data Center |  |  | February 2026 - The project has been delayed. March 2025 - The project has been delayed. July 2024 - The project is waiting for approvals from the Culpeper County Board of Supervisors. June 2024 - The project has been delayed. Q1 2024 - Cupeper Acquisitions LLC announced plans to build a data center campus in Culpeper County. | No Major Development | 0 | Not Funded / Unconfirmed | Private | Cupeper Acquisitions LLC
418976 | 466792 | 2026-02-27 12:35 | Desert Dragon – Desert Dragon Data Centers: 36 MW Data Center in Dammam – Eastern Province | Desert Dragon – Desert Dragon Data Centres – Saudi Arabia | https://construction.globaldata.com/Projects/Overview/418976 | Execution | Sub | 288 | 2023 Q1 | 2025 Q3 | 2028 Q4 | Middle East and Africa | Saudi Arabia | Eastern Province | Dammam |  |  | Commercial & Leisure | Data Center | Data Center |  |  | New | Onshore | Desert Dragon Data Centres is planning to undertake the construction of a data centre in Dammam, Saudi Arabia. The facility is part of Desert Dragon Data Centres under a tri-party Memorandum of Agreement (MOA) between ICS Arabia, Shanghai Lumaotong Group (LMT) and China Mobile International Limited (CMI). The facility will offer integrated solutions, including storage, network coverage, and database services that will be used by global customers, from cloud hosting to Artificial intelligence. The project involves the construction of a data centre building. It also includes the construction of an administrative space, parking facilities, associated facilities, installation of HVAC, installation of power systems, and installation of safety and security systems. The client has signed the Memorandum of Agreement (MoA) with Shanghai Lumaotong Group (LMT) and China Mobile International Limited for the development of the project. ICS Arabia will participate in the design, construction, operation, and maintenance of the Data Centre. The construction activities are expected to commence in September 2025. In February 2025, ICS Arabia has been appointed as the main contractor and construction is expected to commence in September 2025. In July 2025, The construction works have been commenced, and the in-house division of ICS Arabia is working as the MEP subcontractor on the project. In October 2025, The construction works are progressing on the project. In February 2026, The construction works are progressing on the project. | 26.3625 | 49.8277 | Desert Dragon Data Centres is planning to undertake the construction of a data centre in Dammam, Saudi Arabia. The facility is part of Desert Dragon Data Centres under a tri-party Memorandum of Agreement (MOA) between ICS Arabia, Shanghai Lumaotong Group (LMT), and China Mobile International Limited (CMI). The facility will offer integrated solutions, including storage, network coverage, and database services that will be used by global customers, from cloud hosting to Artificial intelligence. The US$288 million project includes the following: 1. Construction of data centre building (36 MW) 2. Construction of an administrative space 3. Installation of electrical equipment 4. Installation of power systems 5. Installation of a safety and security system 6. Construction of associated facilities | Heating, ventilation and air conditioning (HVAC); Hyperscale Data Center; Tier 3 Data Center; Tier 4 Data Center | A data center in Dammam is being planned to be developed. |  | February 2026 - The construction works are progressing on the project. November 2025 - The construction works are progressing on the project. July 2025 - The construction works have been commenced and the in-house division of ICS Arabia is working as the MEP subcontractor on the project. February 2025 - ICS Arabia has been appointed as the main contractor and the construction works are expected to commence in September 2025. September 2024 - The construction activities are expected to commence in September 2025. June 2024 - We have not been able to obtain further updates on this project. We have retained the same project stage and amended the key dates accordingly. We will update the profile as soon as we obtain any new information. October 06, 2023 - The client has signed the Memorandum of Agreement (MoA) with Shanghai Lumaotong Group (LMT) and China Mobile International Limited for the development of the project. ICS Arabia will participate in design, construction, operation, and maintenance of the Data Center. | Project work on Schedule | 1 | Not Funded / Unconfirmed | Private | Desert Dragon Data Centers | ICS Arabia |  | Manens Intertecnica SRL
418975 | 466792 | 2026-02-27 12:33 | Desert Dragon – Desert Dragon Data Centers: 50 MW Data Center in Jeddah – Makkah | Desert Dragon – Desert Dragon Data Centres – Saudi Arabia | https://construction.globaldata.com/Projects/Overview/418975 | Execution | Sub | 400 | 2023 Q1 | 2025 Q2 | 2026 Q4 | Middle East and Africa | Saudi Arabia | Makkah | Jeddah |  |  | Commercial & Leisure | Data Center | Data Center |  |  | New | Onshore | Desert Dragon Data Centres is planning to undertake the construction of a 50 MW data centre in Jeddah, Saudi Arabia. The facility is part of Desert Dragon Data Centres under a tri-party Memorandum of Agreement (MOA) between ICS Arabia, Shanghai Lumaotong Group (LMT) and China Mobile International Limited (CMI). The project involves the construction of a data centre building. It also includes the construction of an administrative space, parking facilities, associated facilities, installation of HVAC, installation of power systems, and installation of safety and security systems. The client has signed the Memorandum of Agreement (MoA) with Shanghai Lumaotong Group (LMT) and China Mobile International Limited for the development of the project. ICS Arabia will participate in the design, construction, operation, and maintenance of the Data Centre. The construction activities are expected to commence in February 2025, and the project is expected to be operational in the 4th quarter of 2026. In February 2025, ICS Arabia has been appointed as the main contractor, and construction is expected to commence in February 2025 and it is expected to be operational in Q4 2026. In June 2025, The construction works have been commenced on the project. In October 2025, The construction works are progressing on the project. In February 2026, The construction works are progressing on the project. | 21.4498 | 38.8815 | Desert Dragon Data Centres is planning to undertake the construction of a 50 MW data centre in Jeddah, Saudi Arabia. The facility is part of Desert Dragon Data Centres under a tri-party Memorandum of Agreement (MOA) between ICS Arabia, Shanghai Lumaotong Group (LMT), and China Mobile International Limited (CMI). The facility will offer integrated solutions, including storage, network coverage, and database services that will be used by global customers, from cloud hosting to Artificial intelligence. The US$400 million project includes the following: 1. Construction of data centre building (50MW) 2. Construction of an administrative space 3. Installation of electrical equipment 4. Installation of power systems 5. Installation of the safety and security system 6. Construction of associated facilities | Heating, ventilation and air conditioning (HVAC); Hyperscale Data Center | A data center in Jeddah is being planned to be developed. |  | February 2026 - The construction works are progressing and the in-house division of ICS Arabia is working as the MEP Subcontractor on the project. October 2025 - The construction works are progressing on the project. June 2025 - The construction works have commenced on the project. February 2025 - ICS Arabia has been appointed as the main contractor and construction is expected to commence in February 2025 and it is expected to be operational in Q4 2026. September 2024 - The construction activities are expected to commence in February 2025 and the project is expected to be operational in the 4th quarter of 2026. June 2024 - We have not been able to obtain further updates on this project. We have retained the same project stage and amended the key dates accordingly. We will update the profile as soon as we obtain any new information. October 06, 2023 - The client has signed the Memorandum of Agreement (MoA) with Shanghai Lumaotong Group (LMT) and China Mobile International Limited for the development of the project. ICS Arabia will participate in design, construction, operation, and maintenance of the Data Center. | Project work on Schedule | 1 | Not Funded / Unconfirmed | Private | Desert Dragon Data Centers | ICS Arabia |  | Manens Intertecnica SRL
413813 | 413813 | 2026-02-27 12:30 | Yotta Infra Solns – Kaliakair Data Center – Dhaka | Yotta Infra Solns – Kaliakair Data Center – Dhaka | https://construction.globaldata.com/Projects/Overview/413813 | Execution | Parent | 196 | 2022 Q4 | 2023 Q3 | 2027 Q2 | Asia-Pacific | Bangladesh | Dhaka |  | Bangabandhu Hi-Tech City Business Park |  | Commercial & Leisure | Data Center | Data Center |  |  | New | Onshore | Yotta Infrastructure Solutions LLP (Yotta Infra Solns) is undertaking the construction of a Tier IV hyperscale data center campus at Bangabandhu Hi-Tech City Business Park in Kaliakair, in the Gazipur, Dhaka, Bangladesh. The project involves the construction of two data center buildings with a consumption capacity of 28.8MW on 1.4ha of land. It involves the construction of server rooms, meeting rooms, office space, parking, and related facilities, and the installation of 4,800 racks, safety and security systems. Shamsul Alamin Group has been appointed as the associated developer. In August 2023, the construction works commenced and will take a period of three years to complete. | 24.0615 | 90.2262 | The project involves the construction of two data center buildings with a consumption capacity of 28.8MW on 1.4ha of land at Bangabandhu Hi-Tech City Business Park in Kaliakair, in the Gazipur, Dhaka, Bangladesh. The US$196 million project includes the following: 1. Construction of server rooms 2. Construction of meeting rooms 3. Construction of office space 4. Construction of parking 5. Construction of related facilities 6. Installation of 4,800 racks 7. Installation of safety and security systems | Heating, ventilation and air conditioning (HVAC); Hyperscale Data Center; Tier 4 Data Center |  |  | February 2026 - Construction activities are underway. November 2025 - Construction activities are underway. November 2024 - We have not been able to obtain further updates on this project. We have retained the same project stage and amended the key dates accordingly. We will update the profile as soon as we obtain any new information. August 2023 - Construction works commenced. Q4 2022 - Yotta Infra Solns announced plans to construct two data center buildings in Kaliakair. | Project work on Schedule | 1 | Not Funded / Unconfirmed | Private | Yotta Data Services Pvt Ltd | Shamsul Alamin Group
469895 | 469895 | 2026-02-27 11:04 | eStruxture – Calgary CAL-3 Data Center – Alberta | eStruxture – Calgary CAL-3 Data Center – Alberta | https://construction.globaldata.com/Projects/Overview/469895 | Execution | Parent | 540 | 2023 Q4 | 2024 Q4 | 2026 Q4 | North America | Canada | Alberta | Calgary | 200 High Plains Common, Rocky View County, No 44 | T4A 3M6 | Commercial & Leisure | Data Center | Data Center |  |  | New | Onshore | eStruxture Data Centers Inc. is undertaking the construction of a Tier III colocation data center at 200 High Plains Common, Rocky View County, No 44 in Rocky View County, North of Calgary, Canada. The project involves the construction of a two-storey data center with a capacity of 90MW on 5ha of land. It includes the construction of six, 8,625m2 data halls, two meet-me-rooms, two-storey office space, storage facilities, parking facilities, and the installation of safety and security systems. The first phase comprises 62,484m2 of data center space with a capacity of 70MW. The data center utilises air and direct-to-chip liquid cooling system with N+1 redundancy. It will have a dual 2N UPS and 2N generators for power backup. Construction works are expected to complete by the fourth quarter of 2026. | 51.0441 | -114.0744 | The project involves the construction of a two-storey data center with a capacity of 90MW in Rocky View County, North of Calgary, Canada. The US$540 million project includes the following: 1. Construction of six, 8,625m2 data halls 2. Construction of two meet-me-rooms 3. Construction of two-storey office space 4. Construction of storage facilities 5. Construction of parking facilities 6. Installation of safety and security systems | Colocation Data Center; Heating, ventilation and air conditioning (HVAC); Tier 3 Data Center |  |  | February 2026 - Construction works are underway. August 2025 - Construction works are underway. November 2024 - Construction works commenced. October 29, 2023 - eStruxture announced plans to build data center in calgary. | Project work on Schedule | 1 | Not Funded / Unconfirmed | Private | eStruxture Data Centers Inc
560298 | 560298 | 2026-02-27 10:37 | AWS/ Stack Infra – Caddo-Bossier Data Centers Program – Louisiana | AWS/ Stack Infra – Caddo-Bossier Data Centers Program – Louisiana | https://construction.globaldata.com/Projects/Overview/560298 | Planning | Program | 12000 | 2025 Q4 | 2027 Q1 | 2031 Q4 | North America | United States | Louisiana | Bossier City |  |  | Commercial & Leisure | Data Center | Data Center |  | Low | New | Onshore | Stack Infrastructure and Amazon Web Services Inc are planning to build hyperscale AI data center campuses across Caddo and Bossier in Louisiana, the US. The program involves the construction of data center campuses. It includes the construction of substations, data halls, server rooms, administrative spaces and parking spaces, and the installation of racks, generators and safety and security systems. The facilities draw power from the Southwestern Electric Power Company (SWEPCO) and will utilize a water cooling system. Water usage will come from Caddo Lake. | 32.516 | -93.7321 | The program involves the construction of data center campuses across Caddo and Bossier in Louisiana, the US. The US$12,000 million program includes the following: 1. Construction of substations 2. Construction of data halls 3. Construction of server rooms 4. Construction of administrative spaces 5. Construction of parking spaces 6. Installation of racks 7. Installation of generators 8. Installation of safety and security systems | Artificial Intelligence; Hyperscale Data Center | [5 empty] | Not Funded / Unconfirmed | Private | Amazon Web Services Inc;Stack Infrastructure
359386 | 359386 | 2026-02-27 10:14 | SDAIA – National Data Storage Centre – Ar Riyad | SDAIA – National Data Storage Centre – Ar Riyad | https://construction.globaldata.com/Projects/Overview/359386 | Design | Parent | 50 | 2021 Q1 | 2027 Q2 | 2029 Q3 | Middle East and Africa | Saudi Arabia | Ar Riyad | Riyadh |  |  | Commercial & Leisure | Data Center | Data Center |  | Low | New | Onshore | Saudi Authority for Data & Artificial Intelligence (SDAIA) is undertaking the construction of a data centre in the city of Riyadh, Saudi Arabia. The project involves the construction of a new data storage centre. It includes the construction of white space, meeting rooms, an administrative space, a cafeteria, parking facilities, and the installation of safety and security systems. The main contract tender for design consultancy works has been issued with a submission date of January 11, 2022. In April 2022, PEC has been awarded as the design consultant for the project with a contract of US$ 11,983. In November 2023, It is understood that there is no news regarding the main contract tender issue. | 24.6877 | 46.7219 | Saudi Authority for Data & Artificial Intelligence (SDAIA) is undertaking the construction of a data centre in the city of Riyadh, Saudi Arabia. The US$50 million project includes the following: 1. Construction of a data storage center 2. Construction of meeting rooms 3. Construction of a cafeteria 4. Construction of an administrative space 5. Construction of research parks 6. Construction of parking facilities 7. Construction of associated facilities 8. Installation of safety and security systems | Artificial Intelligence | A New National documentation and storage centre is being planned to be developed in Riyadh. The project aims to capitalize on the rising global demand for high-tech data storage in the region. |  | February 2026 - We have not been able to obtain further updates on this project. We have retained the same project stage and amended the key dates accordingly. We will update the profile as soon as we obtain any new information. May 2025 - We have not been able to obtain further updates on this project. We have retained the same project stage and amended the key dates accordingly. We will update the profile as soon as we obtain any new information. August 2024 - We have not been able to obtain further updates on this project. We have retained the same project stage and amended the key dates accordingly. We will update the profile as soon as we obtain any new information. November 2023 - It is understood that there is no news regarding the main contract tender issue. July 2023 - We have not been able to obtain further updates on this project. We have retained the same project stage and amended the key dates accordingly. We will update the profile as soon as we obtain any new information. January 2023 - We have not been able to obtain further updates on this project. We have retained the same project stage and amended the key dates accordingly. We will update the profile as soon as we obtain any new information. April 2022 - PEC Engineering Consultants has been appointed as the design consultant on the project. December 13, 2021 - The main contract tender for design consultancy has been issued with the submission date of January 11, 2022. | Information Unavailable |  | Not Funded / Unconfirmed | Public | Saudi Authority for Data and Artificial Intelligence |  | PEC Engineering Consultants
510491 | 510491 | 2026-02-27 10:06 | AirTrunk – TOK1 Data Center Campus Expansion – Chiba | AirTrunk – TOK1 Data Center Campus Expansion – Chiba | https://construction.globaldata.com/Projects/Overview/510491 | Execution | Parent | 284 | 2024 Q1 | 2025 Q2 | 2026 Q4 | Asia-Pacific | Japan | Chiba |  |  |  | Commercial & Leisure | Data Center | Data Center |  |  | Expansion | Onshore | AirTrunk is planning to build a data center at the TOK1 colocation data center in Inzai, Chiba Prefecture, Japan. The project involves the construction of a 40MW data center. It includes the construction of a technical data hall, data halls, office space, a storage space, a substation, server rooms and parking facilities, and the installation of air conditioning, equipment and safety, and security systems. The project is a part of the TOK1 campus. The facility has a design PUE of 1.15. In June 2025, the construction works commenced. | 35.7949 | 140.0942 | The project involves the construction of a 40MW data center at TOK1 data center in Inzai, Chiba Prefecture, Japan. The US$284 million project includes the following: 1. Construction of a technical data hall 2. Construction of data halls 3. Construction of office space 4. Construction of storage space 5. Construction of a substation 6. Construction of server rooms 7. Construction of parking facilities 8. Installation of equipment 9. Installation of safety and security systems 10. Installation of air conditioning | Colocation Data Center |  |  | February 2026 - Construction works are underway. June 2025 - AirTrunk commenced the construction work on the project. March 2025 - Pre-design activities are underway. November 2024 - Pre-design activities are underway. August 2024 - Planning activities are underway. Q1 2024 - AirTrunk announced plans for expansion of TOK1 data center in Japan. | Project work on Schedule | 1 | Not Funded / Unconfirmed | Private | AirTrunk Operating Pty Ltd | AirTrunk Operating Pty Ltd
508362 | 419633 | 2026-02-27 04:12 | K2 Strategic – Johor Data Center: Stage III – Johor | K2 Strategic – Johor Data Center – Johor | https://construction.globaldata.com/Projects/Overview/508362 | Execution | Sub | 70 | 2022 Q1 | 2025 Q4 | 2027 Q1 | Asia-Pacific | Malaysia | Johor | Johor Bahru |  | 80730 | Commercial & Leisure | Data Center | Data Center |  |  | New | Onshore | K2 Strategic Infrastructure Malaysia Sdn Bhd (K2 Strategic) is constructing a data center in Johor, Malaysia. The project involves the construction of a data center. It includes the construction of a server rooms, control rooms, and office spaces, and the installation of equipment and safety and security systems. In May 2025, Sunway Construction Sdn Bhd, a subsidiary of Sunway Construction Group Bhd was awarded a US$60 million contract for the development of the project. K2 Strategic Infrastructure Malaysia Sdn Bhd (K2 Strategic) and Tenaga Nasional Berhad (TNB) signed an agreement to supply 300MW of power to Johor. Construction works are scheduled to be completed in 2027. | 1.4582 | 103.7649 | The project involves the construction of a data center in Johor, Malaysia. The US$70 million project includes the following: 1. Construction of server rooms 2. Construction of a control rooms 3. Construction of office spaces 4. Installation of equipment 5. Installation of safety and security systems |  |  |  | February 2026 - Construction activities are underway. December 2025 - Construction commenced. June 2025 - Pre-construction activities are underway. May 2025 - Sunway Construction Sdn Bhd has awarded a US$60 million contract for the development of the project. July 2024 - Planning activities are underway. December 2023 - Planning activities are underway. Q1 2022 - K2 Strategic announced plans to build a data center in Johor. | Project work on Schedule | 1 | Not Funded / Unconfirmed | Private | K2 Strategic Infrastructure Malaysia Sdn Bhd | Sunway Construction Group Bhd
419633 | 419633 | 2026-02-27 04:12 | K2 Strategic – Johor Data Center – Johor | K2 Strategic – Johor Data Center – Johor | https://construction.globaldata.com/Projects/Overview/419633 | Execution | Parent | 400 | 2022 Q1 | 2023 Q4 | 2027 Q1 | Asia-Pacific | Malaysia | Johor | Johor Bahru |  | 80730 | Commercial & Leisure | Data Center | Data Center |  |  | New | Onshore | K2 Strategic Infrastructure Malaysia Sdn Bhd (K2 Strategic) is undertaking the construction of a hyperscale data center in Johor, Malaysia. The project involves the construction of a data center with a power capacity of 200MW on 24ha of land which will be developed in stages. It includes the construction of a server room, control room, and office spaces, and the installation of equipment and safety and security systems. The project will be powered by the utility grid (Tenaga Nasional Berhad). Sunway Construction Sdn Bhd (Sunway Const) was awarded as the construction contractor for the first stage in October 2023 and for the third stage in May 2025 with a contract value of US$60 million. | 1.7038 | 103.4105 | The project involves the construction of a hyperscale data center with a power capacity of 200MW on 24ha of land in Johor, Malaysia. The US$400 million project includes the following: 1. Construction of server rooms 2. Construction of a control room 3. Construction of office spaces 4. Installation of equipment 5. Installation of safety and security systems | Heating, ventilation and air conditioning (HVAC); Hyperscale Data Center |  |  | February 2026 - Installation work is underway. December 2025 - Construction commenced on Phase III. June 2025 - Construction activities are underway. September 2024 - Construction activities are underway. December 2023 - Construction activities are underway. October 2023 - Sunway Construction Group Bhd has been appointed as a contractor with a contract value of US$40 million. Q1 2022 - K2 Strategic announced plans to build a data center in Johor. | Project work on Schedule | 1 | Not Funded / Unconfirmed | Private | K2 Strategic Infrastructure Malaysia Sdn Bhd | Sunway Construction Group Bhd
312517 | 312517 | 2026-02-27 03:55 | SAIC Motor – Zhengzhou Cloud Computing And Data Center – Henan | SAIC Motor – Zhengzhou Cloud Computing And Data Center – Henan | https://construction.globaldata.com/Projects/Overview/312517 | Execution | Parent | 307 | 2017 Q3 | 2019 Q3 | 2026 Q4 | Asia-Pacific | China | Henan | Zhengzhou | Zhengzhou Economic and Technological Development Zone. | 450000 | Commercial & Leisure | Data Center | Data Center |  |  | New | Onshore | SAIC Motor Corp. Ltd (SAIC) is building a cloud computing and data center in Zhengzhou, Henan, China. The project involves the construction of a cloud computing and data center over 100ha site area, cabinets, 20,000 servers, a product research and development facility, a product intelligence facility, an after-sales service facility, an internal control management facility, parking facilities and the installation of equipment and safety and security systems. The project is being developed in phases. The Second Design and Research Institute of Mechanical Industry have been appointed as the design consultant. Construction activities are being undertaken by Automotive Engineering Corp. | 34.7578 | 113.6486 | The project involves the construction of a cloud computing and data center in Zhengzhou, Henan, China. The US$307 million (CNY2,000 million) project includes the following: 1. Construction of a data center 2. Construction of cloud computing center 3. Construction of server rooms 4. Construction of cabinets 5. Construction of product research and development facility 6. Construction of product intelligence facility 7. Construction of after-sales service facility 8. Construction of an internal control management facility 9. Construction of parking facilities 10. Installation of equipment and safety and security systems | COVID-19; Heating, ventilation and air conditioning (HVAC) | A cloud computing and data center is being developed in Zhengzhou, Henan. |  | February 27, 2026 - We have not been able to obtain further updates on this project. We have retained the same project stage and amended the key dates accordingly. We will update the profile as soon as we obtain any new information. April 2025 - Construction works are underway. May 2024 - Construction works are underway. October 2023 - Construction works are underway. April 2023 - Construction works are underway. October 2022 - Construction works are underway. December 2021 - Construction works are underway. August 2021 - Construction works are underway. March 2021 - Construction works are underway. September 2020 - Construction works are underway. June 2020 - Construction works are underway. February 2020 - Construction work resumed on this project. January 2020 - The project is facing a delay due to the outbreak of the coronavirus. September 30, 2019 - The project is in the execution stage. August 14, 2019 - Construction commenced. Q3 2018 - SAIC announced plans to build a cloud computing and data center in Zhengzhou, Henan. | Information Unavailable |  | Not Funded / Unconfirmed | Private | SAIC Motor Corp Ltd | Automotive Engineering Corp | The Second Design And Research Institute of Mechanical Industry
396430 | 396430 | 2026-02-26 18:16 | Hyperco – Helsinki Data Centers Program – Uusimaa | Hyperco – Helsinki Data Centers Program – Uusimaa | https://construction.globaldata.com/Projects/Overview/396430 | Planning | Program | 80 | 2022 Q3 | 2027 Q1 | 2028 Q4 | Europe | Finland | Uusimaa |  |  |  | Commercial & Leisure | Data Center | Data Center |  | Medium | New | Onshore | Hyperco is planning to construct two-data centers in Helsinki, Finland. The project involves the construction of two 50MW data centers. It includes a storage area, racks, an office facility, and the installation of equipment In December 2022, Hyperco announced plans to build the data centers. Further timelines are yet to be revealed. | 60.4167 | 24.75 | The project involves the construction of two-data centers each with 50MW in Helsinki, Finland. The US$80 million project includes the following: 1. Construction of an office facility 2. Construction of a storage space 3. Construction of parking facilities 4. Installation of equipment |  |  |  |  | Project work on Schedule | 1 | Partially Funded | Private | Hyperco Oy
370417 | 370417 | 2026-02-26 18:10 | Energy Harbor / Std Pwr – Blockchain Data Center – Pennsylvania | Energy Harbor / Std Pwr – Blockchain Data Center – Pennsylvania | https://construction.globaldata.com/Projects/Overview/370417 | Cancelled | Parent | 1500 | 2022 Q2 | Awaiting Confirmation | 2024 Q1 | North America | United States | Pennsylvania |  | Shippingport | 15077 | Commercial & Leisure | Data Center | Data Center |  |  | New | Onshore | Standard Power and Energy Harbor Corp were planned to build a data center in Pennsylvania, the US. The project envisaged the construction of a data center totaling 900MW. It also included the construction of server rooms, meeting rooms, an administrative space and parking facilities, and the installation of equipment, safety and security systems. The first phase involved the construction of a 200MW data center. In March 2024, Energy Harbor Corp. was acquired by Vistra Corp and consequently, the project was cancelled. | 40.625 | -80.4211 | The project involved the construction of a 900MW data center in Shippingport, Pennsylvania, the US. The US$1,500 million project included the following: 1. Construction of server rooms 2. Construction of meeting rooms 3. Construction of an administrative space 4. Construction of parking facilities 5. Installation of equipment 6. Installation of safety and security systems | Colocation Data Center; Heating, ventilation and air conditioning (HVAC) |  |  | March 2024 - The project has been cancelled as the site of energy harbor corp is acquired by vistra. May 2023 - Planning activities are underway. May 2022 - A MoU was signed between Energy Harbor Corp. and Standard Power to jointly develop the project. Q2 2022 - Standard Power announced plans for the construction of a blockchain data center at a nuclear power plant in Pennsylvania. | Project has been Cancelled | -5 | Not Funded / Unconfirmed | Private | Energy Harbor Corp;Standard Power
417327 | 417327 | 2026-02-26 18:07 | Google – 156 North Austin Boulevard Data Center – Texas | Google – 156 North Austin Boulevard Data Center – Texas | https://construction.globaldata.com/Projects/Overview/417327 | Planning | Parent | 600 | 2023 Q3 | Awaiting Confirmation |  | North America | United States | Texas |  | 156 North Austin Boulevard, Red Oak |  | Commercial & Leisure | Data Center | Data Center |  | Low | New | Onshore | Google LLC is planning to build a hyperscale data center in Red Oak, Texas, the US. The project involves the construction of a 26,477m2 data center campus on 218.5ha of land. It includes the construction of an administrative space, meeting rooms, and server rooms, and the installation of safety and security systems. | 32.5117 | -96.8084 | The project involves the construction of a 26,477m2 data center campus on 218.5ha of land in Red Oak, Texas, the US. The US$600 million project includes the following: 1. Construction of an administrative space 2. Construction of office space 3. Construction of meeting rooms 4. Construction of server rooms 5. Installation of safety and security systems | Heating, ventilation and air conditioning (HVAC); Hyperscale Data Center | A data center is planned to be built at 156 North Austin Boulevard in Red Oak, Texas. The project aims to enhance cloud, workspace, and map services and apps to meet the growing digital needs of consumers and businesses. The project will create 1,200 construction jobs and once the project is operational, it will have 30 full-time jobs. Google will invest an initial US$330 million for the project development and will increase the final cost of the project to US$600 million over multiple years. |  | February 26, 2026 - We have not been able to obtain further updates on this project. We have retained the same project stage and amended the key dates accordingly. We will update the profile as soon as we obtain any new information. July 25, 2025 - We have not been able to obtain further updates on this project. We have retained the same project stage and amended the key dates accordingly. We will update the profile as soon as we obtain any new information. September 2024 - Planning activities are underway. July 30, 2024 - We have not been able to obtain further updates on this project. We have retained the same project stage and amended the key dates accordingly. We will update the profile as soon as we obtain any new information. September 2023 - Planning activities are underway. Q3 2023 - Google announced plans to build a data center campus in Red Oak. | Information Unavailable |  | Not Funded / Unconfirmed | Private | Google LLC
453223 | 453223 | 2026-02-26 18:06 | NTT – NTT NAV2 Data Center Campus – Maharashtra | NTT – NTT NAV2 Data Center Campus – Maharashtra | https://construction.globaldata.com/Projects/Overview/453223 | Execution | Parent | 175 | 2021 Q4 | 2023 Q3 | 2027 Q4 | Asia-Pacific | India | Maharashtra | Thane | B-1,B-2, Trans Thane Creek Industrial area,Thane | 400708 | Commercial & Leisure | Data Center | Data Center | Parking Facilities |  | New | Onshore | Nippon Telegraph and Telephone Corp (NTT) through its subsidiary NTT GDC India, is undertaking the construction of a hyperscale data center in Chandivali, Navi Mumbai. Maharashtra, India. The project involves the construction of 13 data centers with a combined consumption capacity of 315MW on a 297,503m2 area. It includes the construction of administrative space, server rooms, control rooms, 1,445 parking spaces, office space, a power station, installation of heat recovery systems, heat pumps, and safety and security systems. The project is being developed in multiple phases: Phase I includes 107MW, of which 83MW data center was completed as of August 2025, and the remaining 24MW is under construction, with an investment of US$60 million. The facility is powered by 100% renewable energy. It uses advanced technologies like Liquid Immersion Cooling (LIC), Direct Contact Liquid Cooling (DCLC), and seismic dampers, ensuring a safe and sustainable digital future. MITCON Consultancy & Engineering Services Ltd has been appointed as the environmental consultant, Panchshil Realty as the architect and Ace Consultants as the MEP consultant and Fire-protection consultant. | 19.1089 | 73.0279 | The project involves the construction of 13 data centers with a combined consumption capacity of 315MW on a 297,503m2 area in Thane, Maharashtra, India. The US$175 million project includes the following: 1. Construction of administrative space 2. Construction of server rooms 3. Construction of control rooms 4. Construction of office space 5. Construction of 1,445 parking spaces 6. Installation of heat recovery systems 7. Installation of heat pumps 8. Installation of safety and security systems | Heating, ventilation and air conditioning (HVAC); Hyperscale Data Center |  |  | February 2026 - Construction of remaining 24MW data center of phase I is underway. August 2025 - Construction of 83MW data center completed out of total consumption capacity of 107MW of phase I. May 2025 - Construction works are underway. April 04, 2024 - Construction works are underway. September 2023 - Construction works are underway. November 2022 - Planning works are underway. Q4 2021 - NTT announced a plan to build NAV2 data campus in Thane. | Project work on Schedule | 1 | Not Funded / Unconfirmed | Private | NTT Inc | Bearys Group | Panchshil Realty | Ace Consultants;MITCON Consultancy & Engineering Services Ltd
363661 | 363661 | 2026-02-26 17:56 | NxtGen Tech – Data and Edge Centers Program – India | NxtGen Tech – Data and Edge Centers Program – India | https://construction.globaldata.com/Projects/Overview/363661 | Planning | Program | 173 | 2022 Q1 | 2026 Q4 | 2028 Q4 | Asia-Pacific | India |  |  |  |  | Commercial & Leisure | Data Center | Data Center |  | Low | New | Onshore | NxtGen Datacenter and Cloud Technologies (NxtGen) is planning to construct data and edge centers in India. The program involves the construction of 10 data and 236 edge centers. it includes the construction of server rooms, control rooms, office space, storage space, and related infrastructure, and the installation of equipment, safety, and security systems. The data and edge centers are planned to be developed in Chennai, Hyder­abad, and Visakhapatnam. NxtGen, whose investors include Intel, IFC, and Iron Mountain, is in the process of raising US$100 million for the program. | 20.5937 | 78.9629 | The program involves the construction of 10 data and 236 edge centers in India. The US$173 million program (INR13,000 million) project includes the following: 1. Construction of server rooms 2. Construction of control rooms 3. Construction of storage space 4. Installations of equipment 5. Installations of safety and security systems 6. Construction of related infrastructure | Edge Data Center; Heating, ventilation and air conditioning (HVAC) | [5 empty] | Not Funded / Unconfirmed | Private | NxtGen Technology Pte., Ltd.
420476 | 420476 | 2026-02-26 17:44 | Stack Infra – Lithia Springs ATL02 Data Center Campus – Georgia | Stack Infra – Lithia Springs ATL02 Data Center Campus – Georgia | https://construction.globaldata.com/Projects/Overview/420476 | Execution | Parent | 2781 | 2023 Q2 | 2025 Q2 | 2026 Q2 | North America | United States | Georgia | Lithia Springs | at 808 Factory Shoals Road | 30122 | Commercial & Leisure | Data Center | Data Center |  |  | New | Onshore | Stack Infrastructure is planning to construct a colocation data centers campus in Lithia Springs, Georgia. The project involves the construction of a data center campus with a total floor area of 52,925m2 on 25.8ha of land with a capacity of 160MW. It includes the construction of server rooms, meeting rooms, an office space, and parking facilities and the installation of safety and security systems. The project is being developed in phases. Phase I (ATL02A) includes two, three-story data centers with a total floor area of 13,600m2, and Phase II (ATL02B) includes two, two-story data centers with the floor area of the first building being 18,210m2, and the second building is 21,115m2. Clayco Inc has been appointed as the main contractor, Kimley-Horn and Associates Inc as the architect, and Bohler Engineering as the engineering design consultant. A 40MW power supply from the Georgia Power substation supports the project. In August 2024, Stack Infrastructure signed a US$654.2 million project financing for the development. In October 2023, the project plans were submitted for ATL02A and received approval in December 2023. In November 2024, the project plan for ATL02B was submitted and received approval in March 2025. In the second quarter of 2025, construction works commenced and are scheduled to be completed by May 2026. | 33.7602 | -84.6064 | The project involves the construction of a data center campus with a total floor area of 52,925m2 with a capacity of 160MW on 25.8ha of land in Lithia Springs, Georgia, the US. The US$2,781 million project includes the following: 1. Construction of server rooms 2. Construction of meeting rooms 3. Construction of an office space 4. Construction of car parking facilities 5. Installation of safety and security systems | Colocation Data Center; Heating, ventilation and air conditioning (HVAC) |  |  | February 2026 - Construction activities are underway. September 2025 - Construction activities are underway. Q2 2025 - Construction work commenced. March 2025 - The project received approval for phase II ATL02B from Georgia Department of Community Affairs. November 2024 - Plans have been submitted for phase II ATL02B to the Georgia Department of Community Affairs. August 2024 - Stack Infrastructure has signed a $654.2 million project financing. December 2023 - The project received approval for phase I ATL02A from Georgia Department of Community Affairs. October 2023 - Stack Infra submitted a planning application to the Georgia Department of Community Affairs. April 2023 - Stack Infra announced plans to build data centers in Lithia Springs, Georgia, the US. | Project work on Schedule | 1 | Not Funded / Unconfirmed | Private | Stack Infrastructure | Clayco Inc | Bohler Engineering;Kimley-Horn and Associates Inc
422851 | 422851 | 2026-02-26 17:44 | Equinix – Santana de Parnaiba SP6 Data Center – Sao Paulo | Equinix – Santana de Parnaiba SP6 Data Center – Sao Paulo | https://construction.globaldata.com/Projects/Overview/422851 | Execution | Parent | 110 | 2023 Q4 | 2024 Q3 | 2026 Q2 | South and Central America | Brazil | Sao Paulo | Santana de Parnaiba | Av. Cid Viêira da Souza, 460-48406544 Santana de ParnaíbaBrazil |  | Commercial & Leisure | Data Center | Data Center |  |  | New | Onshore | Equinix is undertaking the construction of SP6 data center in Santana de Parnaíba, São Paulo, Brazil. The project involves the construction of a data center with 1,125 racks, a web-commerce unit, parking facilities, and the installation of cabinets, security systems, elevators and optical cables. | -23.4442 | -46.9178 | The project involves the construction of a data center in Santana de Parnaíba, São Paulo, Brazil. The US$110 million project includes the following: 1. Construction of a data center with 1,125 racks 2. Construction of parking facilities 3. Construction of a web-commerce unit 4. Installation of elevators 5. Installation of cabinets 6. Installation of optical cables 7. Installation of security systems | Colocation Data Center; Elevator; Heating, ventilation and air conditioning (HVAC); LEED | A data center is being developed in Santana de Parnaíba, São Paulo. |  | February 2026 - Construction activities are underway. September 2025 - Construction activities are underway. May 2025 - Construction activities are underway. December 2024 - Construction activities are underway. July 2024 - Construction work commenced. April 2024 - Planning activities are underway. December 2023 - Planning activities are underway. Q4 2023 - Equinix announced plans to develop a data center in Santana de Parnaíba, São Paulo, Brazil. | Project work on Schedule | 1 | Not Funded / Unconfirmed | Private | Equinix Inc
504197 | 504197 | 2026-02-26 17:31 | Oppidan/ T5 Data Centers – Carol Stream Data Center – Illinois | Oppidan/ T5 Data Centers – Carol Stream Data Center – Illinois | https://construction.globaldata.com/Projects/Overview/504197 | Execution | Parent | 1000 | 2022 Q2 | 2024 Q4 | 2026 Q4 | North America | United States | Illinois | Chicago | 245 Kehoe Boulevard, Carol Stream | 60188 | Commercial & Leisure | Data Center | Data Center |  |  | New | Onshore | A joint venture between Oppidan Investment Company and T5 Data Centers is undertaking the construction of a colocation data center in the Carol Stream area of Chicago, Illinois, the US. The project involves the construction of a single-story 8,360m2 data center with a consumption capacity of 90MW on 4.61ha of land. It includes the construction of administrative space, server rooms, meet-me rooms, the installation of equipment, cooling systems, safety and security systems. Upon completion, it will deliver to hyperscale and enterprise clients, and it will feature advanced cooling technologies, redundant power systems, and customizable suites tailored to client needs. It underscores Chicago's growing importance as a data center market and highlights the significant opportunities in the electrical construction industry. Power Construction has been appointed as the construction contractor, and Salas O’Brien Engineers Inc as architect. Construction work commenced in November 2024 and is expected to be completed in 2026. | 41.85 | -87.65 | The project involves the construction of a single story 8,360m2 data center with a consumption capacity of 90MW on 4.61ha of land in Carol Stream, Chicago, Illinois, the US. The US$1,000 million project includes the following: 1. Construction of administrative space 2. Construction of server rooms 3. Construction of meet-me rooms 4. Installation of equipment 5. Installation of cooling systems 6. Installation of safety and security systems | Colocation Data Center; Heating, ventilation and air conditioning (HVAC) |  |  | February 2026 - Construction activities are underway. May 2025 - Construction activities are underway. November 2024 - Ground-breaking ceremony was held on the project site marking the start of construction. September 2024 - Oppidan secured the building permit. April 2024 - Oppidan filled the building permit application. May 2022 - Oppidan announced plans to build the data center in Carol Stream. | Project work on Schedule | 1 | Not Funded / Unconfirmed | Private | Oppidan;T5 Data Centers LLC | Power Construction Company LLC | Salas O’Brien Engineers Inc
399603 | 399603 | 2026-02-26 17:27 | ADVANC/ Gulf Energy/ Singapore Telecomm – Data Centers Program Development – Thailand | ADVANC/ Gulf Energy/ Singapore Telecomm – Data Centers Program Development – Thailand | https://construction.globaldata.com/Projects/Overview/399603 | Execution | Program | 200 | 2021 Q3 | 2023 Q1 | 2028 Q4 | Asia-Pacific | Thailand |  |  |  |  | Commercial & Leisure | Data Center | Data Center |  |  | New | Onshore | Singapore Telecommunications Ltd (Singtel), in partnership with Gulf Energy Development PCL (GED) and Advanced Info Services (AIS) are undertaking the construction of data centers in Thailand. The program involves the construction of data centers. It includes the construction of server rooms, meeting rooms, an administrative space, parking facilities, and the installation of equipment. It is implemented in phases. The first phase includes the construction of a 20MW colocation data center. The facility will use liquid-cooling technology for cooling. In September 2021, Singtel signed a memorandum of understanding (MoU) with Gulf Energy Development PCL. In February 2022, Singtel signed a joint development agreement with Gulf Energy Development PCL and AIS. In February 2023, construction works commenced on the first phase. In August 2025, the Asian Development Bank (ADB) and GSA Data Center 01 Company Limited (GSA) signed a green loan of US$26.8 million to fund the development, construction, and operation. The project is designed to achieve Leadership in Energy and Environmental Design (LEED) Gold certification. In February 2026, construction activities were completed on the first phase. | 13.0391 | 101.4901 | The program involves the development of data centers across Thailand. The US$200 million program includes the following: 1. Construction of server rooms 2. Construction of meeting rooms 3. Construction of an administrative space 4. Construction of parking facilities 5. Installation of equipment | Colocation Data Center; Heating, ventilation and air conditioning (HVAC); LEED; Tier 3 Data Center | [5 empty] | Partially Funded | Private | Advanced Info Service Public Co Ltd;Gulf Development PCL;Singapore Telecommunications Ltd
472210 | 472210 | 2026-02-26 16:55 | 5C DC – Springfield Computer Data Center Expansion – Ohio | 5C DC – Springfield Computer Data Center Expansion – Ohio | https://construction.globaldata.com/Projects/Overview/472210 | Execution | Parent | 1300 | 2024 Q1 | 2025 Q4 | 2027 Q2 | North America | United States | Ohio | Springfield | 601 Benjamin Drive | 45502 | Commercial & Leisure | Data Center | Data Center |  |  | Expansion | Onshore | 5C Data Centers (5C DC) is undertaking the construction of a colocation data center facility at 601 Benjamin Drive in Springfield, Ohio, the US. The project involves the expansion of a 13,656m2 data center facility with a capacity of 75MW on 4.45ha of land. It includes the renovation of the existing data center facility, and the construction of substations, data halls, an administrative space, and the installation of high-end technology, and safety and security systems. It will be powered by at least 30% of its power from wind, solar and/or nuclear power-generating facilities with Ohio-based renewable energy developers to deliver power to the regional energy grid. It will utilise a direct liquid cooling system FirstEnergy Corp. is appointed as an associated developer, 5C DC will undertake engineering and maintenance, and Hypertec will provide IT infrastructure Vultr will be the tenant for this project. | 39.913 | -83.7238 | The project involves the expansion of a 13,656m2 data center facility with a capacity of 75MW on 4.45ha of land at 601 Benjamin Drive in Springfield, Ohio, the US. The US$1,300 million project includes the following: 1. Renovation of the existing data center facility 2. Construction of substations 3. Construction of data halls 4. Construction of an administrative space 5. Installation of high-end technology 6. Installation of safety and security systems | Colocation Data Center |  |  | February 2026 - Construction work is underway. August 2025 - Planning activities are underway. November 2024 - Planning activities are underway. Q1 2024 - 5C DC announced plans to expand a data center in Springfield. | Project work on Schedule | 1 | Not Funded / Unconfirmed | Private | 5C Data Centers |  | 5C Data Centers
513083 | 513083 | 2026-02-26 16:44 | Echelon Data Centres – DUB40 Data Center – Leinster | Echelon Data Centres – DUB40 Data Center – Leinster | https://construction.globaldata.com/Projects/Overview/513083 | Execution | Parent | 290 | 2023 Q1 | 2025 Q4 | 2028 Q4 | Europe | Ireland | Leinster | Dublin | Grange Castle |  | Commercial & Leisure | Data Center | Data Center |  |  | New | Onshore | Echelon is undertaking the construction of a hyperscale data center in the Grange Castle, Dublin, Leinster, Ireland. The project involves the construction of a 46,600m2 two-storey data center with a capacity of 60MW in the first phase. It includes the construction of four 1,665m2 data halls, meeting rooms, office space, storage facilities, an on-site substation, and parking facilities, and the installation of safety and security systems. The site will be supported by an energy center with a generation capacity of 120MW. The data center utilises direct air with adiabatic cooling system with N+1 redundancy. It will have a dual N+1 UPS and N+1 generators for power backup. Homan O’Brien has been appointed by Echelon as a design consultant, Ethos Engineering Ltd as a mechanical and electrical consultant, M and N Civil Engineering Ltd as a civil engineer, and P.J. Hegarty & Sons UK Ltd as a main contractor. Construction works commenced in November 2025. | 53.327 | -6.4409 | The project involves the construction of a 46,600m2 two-storey data center with a capacity of 60MW in the Grange Castle, Dublin, Leinster, Ireland. The US$290 million project includes the following: 1. Construction of four 1,665m2 data halls 2. Construction of an on-site substation 3. Construction of meeting rooms 4. Construction of office space 5. Construction of storage facilities 6. Construction of parking facilities 7. Installation of safety and security systems | Heating, ventilation and air conditioning (HVAC); Hyperscale Data Center |  |  | February 2026 - Construction works are underway. November 2025 - Construction works commenced. July 2025 - Planning activities are underway. January 2023 - Echelon announced plans to build a data center in Dublin. | Project work on Schedule | 1 | Not Funded / Unconfirmed | Private | Echelon Data Centres Ltd | P.J. Hegarty & Sons UK Ltd | Homan O'Brien Associates Ltd | Ethos Engineering Ltd;M and N Civil Engineering Ltd
507821 | 507821 | 2026-02-26 16:44 | Vantage DC – Millersport Data Center Campus – Ohio | Vantage DC – Millersport Data Center Campus – Ohio | https://construction.globaldata.com/Projects/Overview/507821 | Planning | Parent | 1000 | 2025 Q1 | 2027 Q4 | 2035 Q4 | North America | United States | Ohio |  | near the intersection of State Route 204 and State Route 37 | 43046 | Commercial & Leisure | Data Center | Data Center |  | Low | New | Onshore | Vantage Data Centers Management Co LLC (Vantage Data Centers) is planning to construct a data center campus near the intersection of State Route 204 and State Route 37 in the Village of Millersport, Ohio, the US. The project involves the construction of a data center campus with a capacity of 800MW on 202ha of land. It includes the construction of five single-story buildings, ranging from 120MW to around 250MW each, an onsite-substation, data halls, meeting rooms, office space, storage facilities and parking facilities, and the installation of power and cooling systems, safety and security systems. The project is expected to create 37 full-time jobs. | 39.8998 | -82.5651 | The project involves the construction of a data center campus with a capacity of 800MW on 202ha of land in Millersport, Ohio, the US. The US$2,100 million project includes the following: 1. Construction of five single-story buildings 2. Construction of an onsite-substation 3. Construction of data halls 4. Construction of meeting rooms 5. Construction of office space 6. Construction of storage facilities 7. Construction of parking facilities 8. Installation of power and cooling systems 9. Installation of safety and security systems | Colocation Data Center; Heating, ventilation and air conditioning (HVAC) |  |  | February 2026 - Planning activities are underway. October 2025 - Vantage Data Centers has been awarded a state tax credit for the data center campus. July 2025 - Fairfield County approved the annexation of land for the data center campus. Q1 2025 - Vantage Data Centers Mgmt announced plans to build a data center campus in the Village of Millersport. | No Major Development | 0 | Not Funded / Unconfirmed | Private | Vantage Data Centers Management Co LLC
453490 | 453490 | 2026-02-26 16:43 | Lincoln Prop – Frye Data Center Expansion – Arizona | Lincoln Prop – Frye Data Center Expansion – Arizona | https://construction.globaldata.com/Projects/Overview/453490 | Design | Parent | 200 | 2024 Q1 | 2026 Q4 | 2029 Q4 | North America | United States | Arizona | Chandler | 2500 West Frye Road | 85224 | Commercial & Leisure | Data Center | Data Center |  | Low | Expansion | Onshore | Lincoln Property Company (Lincoln) plans to expand the existing colocation data center on 5.8ha of land at 2500 W. Frye Road in Chandler, Arizona, the US. The project involves a three-storey, 22,575m2 expansion to the existing center and the construction of a new data center building which includes the construction of data halls, meeting rooms, office space, storage facilities, and the installation of safety and security systems. M. Arthur Gensler Jr. & Associates Inc. has been appointed as the architect, and Kimley-Horn and Associates Inc. as the planner. In November 2025, Lincoln Property Company has acquired the site from CBRE Investment Management. The site currently offers 28MW of confirmed utility power, served by an existing and dedicated on-site Salt River Project (SRP) substation. Lincoln plans to fit out the remaining three halls, adding 16MW of critical capacity, and plans to convert current evaporative water-based cooling systems to air-cooled mechanical cooling systems. After the existing facility is built out, Lincoln will then commence construction of the separate building which is currently being used as a parking lot. | 33.3009 | -111.8863 | The project involves the construction of a three-story, 22,575m2 expansion to the existing center on 5.8ha of land in Chandler, Arizona, the US. The US$200 million project includes the following: 1. Construction of data halls 2. Construction of meeting rooms 3. Construction of office space 4. Construction of storage facilities 5. Installation of safety and security systems | Colocation Data Center |  |  | February 2026 - Design works are underway. November 2025 - Lincoln has purchased the project site from CBRE Investment Management. October 2025 - Lincoln Property Company (Lincoln) is in a process to sign a development agreement with the City of Chandler. June 10, 2025 - We have not been able to obtain further updates on this project. We have retained the same project stage and amended the key dates accordingly. We will update the profile as soon as we obtain any new information. August 2024 - Design activities are underway. July 2024 - CBRE received approvals from the Chandler City Council for the project. June 2024 - Chandler City Council voted to pass and adopt a resolution for a development agreement, rezoning and preliminary development plan for the project. Q1 2024 - CBREIM announced plans to expand its data center in Chandler. | No Major Development | 0 | Not Funded / Unconfirmed | Private | Lincoln Property Co |  | M. Arthur Gensler Jr. & Associates Inc | Kimley-Horn and Associates Inc
371229 | 371229 | 2026-02-26 16:38 | Lincoln Prop – New Albany Industrial Park Data Center Campus – Ohio | Lincoln Prop – New Albany Industrial Park Data Center Campus – Ohio | https://construction.globaldata.com/Projects/Overview/371229 | Execution | Parent | 1000 | 2021 Q3 | 2022 Q2 | 2030 Q4 | North America | United States | Ohio |  | at 3210 Horizon Ct | 43031 | Commercial & Leisure | Data Center | Data Center | Warehouses |  | New | Onshore | Lincoln Property Company (Lincoln Prop) is undertaking the construction of a hyperscale data center park at 3210 Horizon Ct in New Albany, Ohio, the US. The project involves the construction of a 139,354m2, six-building data center park at 76.8ha of land with a consumption capacity of 216MW. It includes the construction of an administrative space, server rooms, 200MVA electrical substation, a 16,258m2 warehouse, a 42,210m2 cross-dock distribution space on 13ha of land, and parking space, as well as the installation of optical cables, generators, machinery, equipment, and safety and security systems. The project is being constructed in phases, with the first phase including a warehouse space and a cross-dock distribution space with parking space. Pepper Construction Group LLC has been appointed as a contractor, JLL Capital Markets as a leasing consultant, and Harrison Street Real Estate Capital LLC as a financier. Construction works commenced in the second quarter of 2022 and are scheduled to be completed by 2030. | 40.0977 | -82.7443 | The project involves the construction of a 139,354m2, six-building data center park at 76.8ha of land with a consumption capacity of 216MW in New Albany, Ohio, the US. The US$1,000 million projects involve the following: 1. Construction of an administrative space 2. Construction of server rooms 3. Construction of a 200 MVA electrical substation 4. Construction of a 16,258m2 warehouse 5. Construction of a 42,210m2 cross-dock distribution space on 13ha of land 6. Construction of parking space 7. Installation of optical cables 8. Installation of generators 9. Installation of machinery and equipment 10. Installation of safety and security systems | Heating, ventilation and air conditioning (HVAC); Hyperscale Data Center | A data center park is being constructed at 3210 Horizon Ct in New Albany. The project aims to construct a data center that would be the largest in the region and connect the world’s information through its network connection and exchange services. Lincoln Property Company (LPC) and Harrison Street recently acquired 79.8ha of land for this project. |  | February 2026 - Construction works are underway. August 2025 - Construction works are underway. October 2024 - Construction works are underway. December 2023 - Construction works are underway. September 2023 - Construction works are underway. January 2023 - Construction activities are underway. December 2022 - Construction activities are underway. Q2 2022 - Construction works on technology and distribution park were commenced. May 2022 - Design activities are underway. Q3 2021 - Lincoln Prop announced a plan to build an industrial park and a data center campus in New Albany. | Project work on Schedule | 1 | Not Funded / Unconfirmed | Private | Lincoln Property Co | Pepper Construction Group LLC |  | JLL Capital Markets
412825 | 412825 | 2026-02-26 16:34 | CtrlS/ National Telecom – Chonburi Data Center Campus Development – Chon Buri | CtrlS/ National Telecom – Chonburi Data Center Campus Development – Chon Buri | https://construction.globaldata.com/Projects/Overview/412825 | Planning | Parent | 899 | 2022 Q1 | 2027 Q2 | 2028 Q4 | Asia-Pacific | Thailand | Chon Buri | Chon Buri |  |  | Commercial & Leisure | Data Center | Data Center |  | Low | New | Onshore | CtrlS Datacenters, in partnership with National Telecom Public Company Ltd (NT), is planning to construct a tier IV, hyperscale data center campus at the Eastern Economic Corridor (EEC) in Chonburi, Thailand. The project involves the construction of a 150MW hyperscale data center campus on 4.04ha of land. It includes the construction of server rooms, an administrative space, and parking facilities, and the installation of related equipment, racks, and safety and security systems. In July 2023, CtrlS signed a Memorandum of Agreement (MoU) with the Eastern Economic Corridor Office (EECO) to lease 4.04ha of land for 50 years. | 12.9909 | 101.4449 | The project involves the construction of a 150MW hyperscale data center campus on 4.04ha of land in Chonburi, Thailand. The US$899 million project includes the following: 1. Construction of server rooms 2. Construction of an administrative space 3. Construction of parking facilities 4. Installation of racks 5. Installation of related equipment 6. Installation of safety and security systems | Heating, ventilation and air conditioning (HVAC); Hyperscale Data Center; Tier 4 Data Center | A data center is proposed to be built in Chonburi. It is the first CtrlS data center in Thailand. The project aims to serve customers' needs for digital services, both domestic and international, and is designed to provide hyper-scale services to the high-end IT needs of domestic enterprises in the region. The new campus will connect to a number of NT cable landing stations (CLS) and see a new teleport developed on-site. |  | February 2026 - Planning activities are underway. July 2025 - We have not been able to obtain further updates on this project. We have retained the same project stage and amended the key dates accordingly. We will update the profile as soon as we obtain any new information. November 2024 - Planning activities are underway. January 2024 - Planning activities are underway. April 2023 - Planning activities are underway. Q1 2022 - CtrlS Datacenters, in partnership with NT announced plans to build a hyperscale data center campus in Chonburi. | No Major Development | 0 | Not Funded / Unconfirmed | Private | CtrlS Datacenters Ltd;National Telecom Public Co Ltd
509607 | 509607 | 2026-02-26 15:28 | Greykite/ White Star Real Est – Ursus Data Center – Masovian Voivodeship | Greykite/ White Star Real Est – Ursus Data Center – Masovian Voivodeship | https://construction.globaldata.com/Projects/Overview/509607 | Planning | Parent | 150 | 2024 Q3 | 2026 Q4 | 2028 Q2 | Europe | Poland | Masovian Voivodeship | Warsaw | Posag 7 Panien | 02-495 | Commercial & Leisure | Data Center | Data Center |  | Medium | Expansion | Onshore | Greykite and White Star Real Estate (WSRE) are planning to expand a colocation data center at Posag 7 Panien in Warsaw, Masovian Voivodeship, Poland. The project involves expanding the capacity of a data center, covering an area of 20,000m2, from 18MW to 65MW. It includes the construction of office space, control rooms, server rooms, substations, and parking spaces, and the installation of safety and security systems. EdgeConnex is the tenant for the project. | 52.2043 | 20.8778 | The project involves expanding the capacity of a data center, covering an area of 20,000m2, from 18MW to 65MW, resulting in a total increase of 47MW, located in Warsaw, Masovian Voivodeship, Poland. The US$150 million project includes the following: 1. Construction of office space 2. Construction of control rooms 3. Construction of server rooms 4. Construction of substations 5. Construction of parking spaces 6. Installation of safety and security systems | Colocation Data Center |  |  | February 26, 2026 - We have not been able to obtain further updates on this project. We have retained the same project stage and amended the key dates accordingly. We will update the profile as soon as we obtain any new information. June 2025 - Greykite and White Star signed a 15-year lease agreement with EdgeConnex. Q3 2024 - Greykite and White Star announced plans to expand a data center in Warsaw. | Information Unavailable |  | Not Funded / Unconfirmed | Private | Greykite Investment Adviser Ltd;White Star Real Estate Sp. z o.o.
512885 | 512885 | 2026-02-26 14:48 | BKPM – Batam Quantum AI Data Center – Riau Islands | BKPM – Batam Quantum AI Data Center – Riau Islands | https://construction.globaldata.com/Projects/Overview/512885 | Planning | Parent | 400 | 2025 Q2 | 2027 Q1 | 2029 Q3 | Asia-Pacific | Indonesia | Riau Islands |  | Tunas Prima area. |  | Commercial & Leisure | Data Center | Data Center |  | Medium | New | Onshore | The Investment Coordinating Board (BKPM) is planning to construct an AI colocation data center at the Tunas Prima area in Batam, Riau Islands, Indonesia. The project involves the construction of a data center. It includes the construction of data halls, server rooms, administrative buildings, electrical distribution rooms, and parking facilities, and the installation of generators, cooling systems, and safety and security systems. In July 2025, WorldVuer iByond and Tunas Prima Industrial Estate signed a strategic cooperation agreement. | 1.0899 | 104.1126 | The project involves the construction of a quantum AI data center in Batam, Riau Islands, Indonesia. The US$400 million project includes the following: 1. Construction of data halls 2. Construction of server rooms 3. Construction of an administrative building 4. Construction of electric distribution rooms 5. Construction of parking facilities 6. Installation of generators 7. Installation of cooling systems 8. Installation of safety and security systems | Colocation Data Center; Heating, ventilation and air conditioning (HVAC) |  |  | February 2026 - Planning activities are underway. July 2025 - Planning activities are underway. April 01, 2025 - The Investment Coordinating Board (BKPM) announced plans to build a data center in Batam. | No Major Development | 0 | Not Funded / Unconfirmed | Public | The Investment Coordinating Board (BKPM)
512366 | 512366 | 2026-02-26 14:37 | DSTTNP/ KCTC Vietnam – Thai Nguyen Data Center – Thai Nguyen | DSTTNP/ KCTC Vietnam – Thai Nguyen Data Center – Thai Nguyen | https://construction.globaldata.com/Projects/Overview/512366 | Planning | Parent | 209 | 2025 Q1 | 2027 Q1 | 2029 Q4 | Asia-Pacific | Vietnam | Thai Nguyen | Thanh Pho Thai Nguyen |  |  | Commercial & Leisure | Data Center | Data Center |  | Low | New | Onshore | Department of Science and Technology of Thai Nguyen province, KCTC Vietnam Co., Ltd., and ThePRECON Co., Ltd are planning to construct a colocation data center in Thai Nguyen Province, Vietnam. The project involves the construction of a data center with a consumption capacity of 20MW. It involves the construction of data halls, server rooms, an administrative space, and the installation of equipment, generators, cooling systems, and safety and security systems. | 21.5265 | 105.7682 | The project involves the construction of a data center with a consumption capacity of 20MW in Thai Nguyen Province, Vietnam. The US$209 million project includes the following: 1. Construction of data halls 2. Construction of server rooms 3. Construction of an administrative space 4. Installation of equipment 5. Installation of generators 6. Installation of cooling systems 7. Installation of safety and security systems | Colocation Data Center; Heating, ventilation and air conditioning (HVAC) |  |  | February 2026 - Planning activities are underway. June 2025 - Department of Science and Technology, KCTC Vietnam Co., Ltd., and ThePRECON Co., Ltd. (Korea) have signed a memorandum of understanding to develop the project. March 2025 - Thai Nguyen Province People's Committee announced plans to build a data center in Thai Nguyen. | No Major Development | 0 | Not Funded / Unconfirmed | Private | Department of Science and Technology Thai Nguyen province;KCTC Vietnam Co., Ltd.
510910 | 510910 | 2026-02-26 14:27 | KT Cloud – Bucheon Peach Data Center – Gyeonggi-do | KT Cloud – Bucheon Peach Data Center – Gyeonggi-do | https://construction.globaldata.com/Projects/Overview/510910 | Execution | Parent | 456 | 2020 Q4 | 2023 Q4 | 2026 Q4 | Asia-Pacific | South Korea | Gyeonggi-do | Bucheon-si | 13-15 Samjeong-dong, Ojeong-gu | 461-836 | Commercial & Leisure | Data Center | Data Center | Parking Facilities |  | New | Onshore | KT Cloud is undertaking the construction of a hyperscale AI data center at 13-15 Samjeong-dong, Ojeong-gu, Bucheon-si, South Korea. The project involves the construction of a 70,000m2, five-storey underground and seven-storey data centre comprising two buildings, each comprising 24MW. It includes the construction of an administrative space, data halls, server rooms, an operation facility, an information building, 341 parking facilities, and the installation of equipment, generators, cooling systems, and safety and security systems. In July 2022, the project received the construction approval from the Bucheon Council. In February 2023, demolition works on the existing building began. In April 2023, DL Construction was appointed as the contractor for the project. Construction works are expected to be completed in 2026. | 37.5293 | 126.7628 | The project involves the construction of a 70,000m2, five-storey underground and seven-storey data centre comprising two buildings, each comprising 24MW at 13-15 Samjeong-dong, Ojeong-gu, Bucheon-si, South Korea. The US$456 million project includes the following: 1. Construction of an administrative space 2. Construction of data halls 3. Construction of server rooms 4. Construction of an operation facility 5. Construction of an information building 6. Construction of 341 parking facilities 7. Installation of equipment 8. Installation of generators 9. Installation of cooling systems 10. Installation of safety and security systems | Artificial Intelligence; Heating, ventilation and air conditioning (HVAC); Hyperscale Data Center |  |  | February 2026 - Construction works are underway. June 2025 - Construction works are underway. July 2024 - Construction works are underway. November 2023 - Construction commenced. April 2023 - DL Construction won the tender for the construction of the Bucheon Data Centre. February 2023 - Demolition works commenced. July 2022 - KT received planning approval from the Bucheon city council. June 2021 - Planning activities are underway. October 2020 - KT announced plans to construct a data center in Samjeong-dong. | Project work on Schedule | 1 | Not Funded / Unconfirmed | Private | KT Cloud Co Ltd | DL E&C Co Ltd
228654 | 227392 | 2026-02-26 14:20 | PointOne Hldgs – Remington Data Center: Building VI – Virginia | PointOne Hldgs – Remington Data Center – Virginia | https://construction.globaldata.com/Projects/Overview/228654 | Design | Sub | 260 | 2017 Q4 | 2026 Q4 | 2028 Q4 | North America | United States | Virginia |  | Lucky Hill and Remington roads, Remington Technology Park | 22734 | Commercial & Leisure | Data Center | Data Center |  | Low | New | Onshore | Point One Holdings Inc. (PointOne) is planning to a hyperscale data center in Remington, Virginia, the US. The project involves the construction of a 28,799m2 data center. It includes the construction of a substation, an office space, server rooms, an administrative space, and parking facilities, and the installation of safety and security systems. The facility draws power from the utility grid and an on-site natural gas power plant. It will be equipped with energy-efficient cooling systems, solar panels, and backup generators. In March 2018, a meeting was held with Fauquier County to rezone the site, and PointOne received rezoning approvals. In May 2018, Black & Veatch, Critical Project Services, NRG Energy, Diode Ventures, and Enfinite Capital were awarded finance, operate, and maintain contract for the project, and Black & Veatch and Diode Ventures as the design-build contractor. In May 2019, the project received preliminary approvals from the Fauquier County Planning Commission. In February 2020, the project received approvals from the Fauquier County Planning Commission. | 38.5385 | -77.7801 | The Remington Technology Park project involves the construction of a 28,799m2 data center in Remington, Virginia, the US. The US$260 million project includes the following: 1. Construction of a substation 2. Construction of an office space 3. Construction of server rooms 4. Construction of an administrative space 5. Construction of parking facilities 6. Installation of safety and security systems | Heating, ventilation and air conditioning (HVAC); Hyperscale Data Center | A data center is planned for construction at Lucky Hill and Remington roads in Remington. The land is currently owned by Remland LLC, VCA LLC, Fox Meadows Investment Col LLC and GGFS/Foxhaven LLC. | https://pointonecorp.com/remington-technology-park/ | February 2026 - Design works are underway. August 2025 - Design works are underway. November 2024 - Design activities are underway. January 2024 - Design works are underway. July 2022 - Design works are underway. September 2020 - Design works are underway. February 2020 - The project received approvals from Fauquier County Planning Commission. May 16, 2019 - The project received preliminary approvals from Fauquier County Planning Commission. May 2018 - Black & Veatch, Critical Project Services, NRG Energy, Diode Ventures, and Enfinite Capital were selected to finance, operate and maintain for the project. The scope of work includes to provide design-build services for the project. March 2018 - PointOne received rezoning approvals. Q4 2017 - PointOne announced plans to build a Remington Technology Park project. | No Major Development | 0 | Not Funded / Unconfirmed | Private | PointOne Holdings | Black & Veatch Corp;Diode Ventures LLC | Black & Veatch Corp;Diode Ventures LLC
228875 | 227392 | 2026-02-26 14:19 | PointOne Hldgs – Remington Data Center: Building V – Virginia | PointOne Hldgs – Remington Data Center – Virginia | https://construction.globaldata.com/Projects/Overview/228875 | Design | Sub | 260 | 2017 Q4 | 2026 Q4 | 2028 Q4 | North America | United States | Virginia |  | Lucky Hill and Remington roads, Remington Technology Park | 22734 | Commercial & Leisure | Data Center | Data Center |  | Low | New | Onshore | Point One Holdings Inc. (PointOne) is planning to build a hyperscale data center in Virginia, the US. The project involves the construction of a 28,799m2 data center. It includes the construction of a substation, an office space, server rooms, an administrative space, and parking facilities, and the installation of safety and security systems. The facility draws power from the utility grid and an on-site natural gas power plant. It will be equipped with energy-efficient cooling systems, solar panels, and backup generators. In March 2018, a meeting was held with Fauquier County to rezone the site, and PointOne received rezoning approvals. In May 2018, Black & Veatch, Critical Project Services, NRG Energy, Diode Ventures, and Enfinite Capital were awarded finance, operate, and maintain contract for the project, and Black & Veatch and Diode Ventures as the design-build contractor. In May 2019, the project received preliminary approvals from the Fauquier County Planning Commission. In February 2020, the project received approvals from the Fauquier County Planning Commission. | 38.5385 | -77.7801 | The Remington Technology Park project involves the construction of a 28,799m2 data center in Virginia, the US. The US$260 million project includes the following: 1. Construction of a substation 2. Construction of an office space 3. Construction of server rooms 4. Construction of an administrative space 5. Construction of parking facilities 6. Installation of safety and security systems | Heating, ventilation and air conditioning (HVAC); Hyperscale Data Center | A data center is planned for construction at Lucky Hill and Remington roads, Fauquier. The land is currently owned by Remland LLC, VCA LLC, Fox Meadows Investment Col LLC, and GGFS/Foxhaven LLC. | https://pointonecorp.com/remington-technology-park/ | February 2026 - Design activities are underway. August 2025 - Design activities are underway. November 2024 - Design activities are underway. January 2024 - Design works are underway. July 2022 - Design works are underway. January 2022 - Design works are underway. February 2020 - The project received approvals from Fauquier County Planning Commission. May 16, 2019 - The project received preliminary approvals from Fauquier County Planning Commission. May 2018 - Black & Veatch, Critical Project Services, NRG Energy, Diode Ventures, and Enfinite Capital were selected to finance, operate and maintain for the project. The scope of work includes to provide design-build services for the project. March 2018 - PointOne received rezoning approvals. Q4 2017 - PointOne announced plans to build a Remington Technology Park project. | No Major Development | 0 | Not Funded / Unconfirmed | Private | PointOne Holdings | Black & Veatch Corp;Diode Ventures LLC | Black & Veatch Corp;Diode Ventures LLC
228872 | 227392 | 2026-02-26 14:19 | PointOne Hldgs – Remington Data Center: Building IV – Virginia | PointOne Hldgs – Remington Data Center – Virginia | https://construction.globaldata.com/Projects/Overview/228872 | Design | Sub | 260 | 2017 Q4 | 2026 Q4 | 2028 Q4 | North America | United States | Virginia |  | Lucky Hill and Remington roads, Remington Technology Park | 22734 | Commercial & Leisure | Data Center | Data Center |  | Low | New | Onshore | Point One Holdings Inc. (PointOne) is planning to build a hyperscale data center in Remington, Virginia, the US. The project involves the construction of a 28,799m2 data center. It includes the construction of a substation, an office space, server rooms, an administrative space, and parking facilities, and the installation of safety and security systems. The facility draws power from the utility grid and an on-site natural gas power plant. It will be equipped with energy-efficient cooling systems, solar panels, and backup generators. In March 2018, a meeting was held with Fauquier County to rezone the site, and PointOne received rezoning approvals. In May 2018, Black & Veatch, Critical Project Services, NRG Energy, Diode Ventures, and Enfinite Capital were awarded a finance, operate, and maintain contract for the project, and Black & Veatch and Diode Ventures as the design-build contractor. In May 2019, the project received preliminary approvals from the Fauquier County Planning Commission. In February 2020, the project received approvals from the Fauquier County Planning Commission. | 38.5385 | -77.7801 | The Remington Technology Park project involves the construction of a 28,799m2 data center in Remington, Virginia, the US. The US$260 million project includes the following: 1. Construction of a substation 2. Construction of an office space 3. Construction of server rooms 4. Construction of an administrative space 5. Construction of parking facilities 6. Installation of safety and security systems | Heating, ventilation and air conditioning (HVAC); Hyperscale Data Center | A data center is planned for construction at Lucky Hill and Remington roads, Fauquier. The land is currently owned by Remland LLC, VCA LLC, Fox Meadows Investment Col LLC, and GGFS/Foxhaven LLC. | https://pointonecorp.com/remington-technology-park/ | February 2026 - Design activities are underway. August 2025 - Design activities are underway. November 2024 - Design works are underway. January 2024 - Design works are underway. July 2022 - Design activities are underway. February 2021 - Design works are underway. September 2020 - Design works are underway. February 2020 - The project received approvals from Fauquier County Planning Commission. May 2019 - The project received preliminary approvals from Fauquier County Planning Commission. May 2018 - Black & Veatch, Critical Project Services, NRG Energy, Diode Ventures, and Enfinite Capital were selected to finance, operate and maintain for the project. The scope of work includes to provide design-build services for the project. December 2017 - PointOne announced plans to build a Remington Technology Park project. | No Major Development | 0 | Not Funded / Unconfirmed | Private | PointOne Holdings | Black & Veatch Corp;Diode Ventures LLC | Black & Veatch Corp;Diode Ventures LLC
228863 | 227392 | 2026-02-26 14:18 | PointOne Hldgs – Remington Data Center: Building III – Virginia | PointOne Hldgs – Remington Data Center – Virginia | https://construction.globaldata.com/Projects/Overview/228863 | Design | Sub | 260 | 2017 Q4 | 2026 Q4 | 2028 Q4 | North America | United States | Virginia |  | Lucky Hill and Remington roads, Remington Technology Park | 22734 | Commercial & Leisure | Data Center | Data Center |  | Low | New | Onshore | Point One Holdings Inc. (PointOne) is planning to build a hyperscale data center in Remington, Virginia, the US. The project involves the construction of a 28,799m2 data center. It includes the construction of a substation, an office space, server rooms, an administrative space, and parking facilities, and the installation of safety and security systems. The facility draws power from the utility grid and an on-site natural gas power plant. It will be equipped with energy-efficient cooling systems, solar panels, and backup generators. In March 2018, a meeting was held with Fauquier County to rezone the site, and PointOne received rezoning approvals. In May 2018, Black & Veatch, Critical Project Services, NRG Energy, Diode Ventures, and Enfinite Capital were awarded finance, operate, and maintain contract for the project, and Black & Veatch and Diode Ventures as the design-build contractor. In May 2019, the project received preliminary approvals from the Fauquier County Planning Commission. In February 2020, the project received approvals from the Fauquier County Planning Commission. | 38.5385 | -77.7801 | The Remington Technology Park project involves the construction of a 28,799m2 data center in Remington, Virginia, the US. The US$260 million project includes the following: 1. Construction of a substation 2. Construction of an office space 3. Construction of server rooms 4. Construction of an administrative space 5. Construction of parking facilities 6. Installation of safety and security systems | Heating, ventilation and air conditioning (HVAC); Hyperscale Data Center | A data center is planned for construction at Lucky Hill and Remington roads in Remington. The land is currently owned by Remland LLC, VCA LLC, Fox Meadows Investment Col LLC and GGFS/Foxhaven LLC. | https://pointonecorp.com/remington-technology-park/ | February 2026 - PointOne is in the process of getting approvals for the amended plans. August 2025 - Design activities are underway. August 2025 - PointOne is in the process of getting approvals for the amended plans. November 2024 - Design activities are underway. January 2024 - Design works are underway. July 2022 - Design works are underway. February 2021 - Design works are underway. September 2020 - Design works are underway. February 2020 - The project received approvals from Fauquier County Planning Commission. May 16, 2019 - The project received preliminary approvals from Fauquier County Planning Commission. May 2018 - Black & Veatch, Critical Project Services, NRG Energy, Diode Ventures, and Enfinite Capital were selected to finance, operate and maintain for the project. The scope of work includes to provide design-build services for the project. March 2018 - PointOne received rezoning approvals Q4 2017 - PointOne announced plans to build a Remington Technology Park project. | No Major Development | 0 | Not Funded / Unconfirmed | Private | PointOne Holdings | Black & Veatch Corp;Diode Ventures LLC | Black & Veatch Corp;Diode Ventures LLC
228851 | 227392 | 2026-02-26 14:18 | PointOne Hldgs – Remington Data Center: Building II – Virginia | PointOne Hldgs – Remington Data Center – Virginia | https://construction.globaldata.com/Projects/Overview/228851 | Design | Sub | 260 | 2017 Q4 | 2026 Q4 | 2028 Q4 | North America | United States | Virginia |  | Lucky Hill and Remington roads, Remington Technology Park | 22734 | Commercial & Leisure | Data Center | Data Center |  | Low | New | Onshore | Point One Holdings Inc. (PointOne) is planning to undertake the construction of a hyperscale data center in Virginia, the US. The project involves the construction of a 28,799m2 data center. It includes the construction of a substation, an office space, server rooms, an administrative space, and parking facilities, and the installation of safety and security systems. The facility draws power from the utility grid and an on-site natural gas power plant. It will be equipped with energy-efficient cooling systems, solar panels, and backup generators. In March 2018, a meeting was held with Fauquier County to rezone the site, and PointOne received rezoning approvals. In May 2018, Black & Veatch, Critical Project Services, NRG Energy, Diode Ventures, and Enfinite Capital were awarded finance, operate, and maintain contract for the project, and Black & Veatch and Diode Ventures as the design-build contractor. In November 2018, Pointone requested Fauquier’s planning commission (FPC) to install a temporary water treatment and storage system for the project. In May 2019, The project received preliminary approvals from the Fauquier County Planning Commission. In February 2020, the project received approvals from the Fauquier County Planning Commission. | 38.5385 | -77.7801 | The Remington Technology Park project involves the construction of a 28,799m2 data center in Virginia, the US. The US$260 million project includes the following: 1. Construction of a substation 2. Construction of an office space 3. Construction of server rooms 4. Construction of an administrative space 5. Construction of parking facilities 6. Installation of safety and security systems | Heating, ventilation and air conditioning (HVAC); Hyperscale Data Center | A data center is planned for construction at Lucky Hill and Remington roads, Fauquier. The land is currently owned by Remland LLC, VCA LLC, Fox Meadows Investment Col LLC and GGFS/Foxhaven LLC. | https://pointonecorp.com/remington-technology-park/ | February 2026 - PointOne is in the process of getting approvals for the amended plans. August 2025 - PointOne is in the process of getting approvals for the amended plans. November 2024 - Design activities are underway. January 2024 - Design works are underway. July 2022 - Design works are underway. February 2021 - Design works are underway. September 2020 - Design works are underway. February 2020 - The project received approvals from Fauquier County Planning Commission. May 16, 2019 - The project received preliminary approvals from Fauquier County Planning Commission. May 2018 - Black & Veatch, Critical Project Services, NRG Energy, Diode Ventures, and Enfinite Capital were selected to finance, operate and maintain for the project. The scope of work includes to provide design-build services for the project. March 2018 - PointOne received rezoning approvals Q4 2017 - PointOne announced plans to build a Remington Technology Park project | No Major Development | 0 | Not Funded / Unconfirmed | Private | PointOne Holdings | Black & Veatch Corp;Diode Ventures LLC | Black & Veatch Corp;Diode Ventures LLC
228840 | 227392 | 2026-02-26 14:17 | PointOne Hldgs – Remington Data Center: Building I – Virginia | PointOne Hldgs – Remington Data Center – Virginia | https://construction.globaldata.com/Projects/Overview/228840 | Execution | Sub | 260 | 2017 Q4 | 2025 Q3 | 2027 Q1 | North America | United States | Virginia |  | at Lucky Hill and Remington roads | 22734 | Commercial & Leisure | Data Center | Data Center |  |  | New | Onshore | Point One Holdings Inc. (PointOne) is undertaking the construction of a hyperscale data center in Virginia, the US. The project involves the construction of a 28,799m2 data center with a consumption capacity of 50MW. It includes the construction of a substation, an office space, server rooms, an administrative space, and parking facilities, and the installation of safety and security systems. The facility draws power from the utility grid and an on-site natural gas power plant. It will be equipped with energy-efficient cooling systems, solar panels, and backup generators. In March 2018, a meeting was held with Fauquier County to rezone the site, and PointOne received rezoning approvals. In May 2018, Black & Veatch, Critical Project Services, NRG Energy, Diode Ventures, and Enfinite Capital were awarded a finance, operate, and maintain contract for the project, and Black & Veatch and Diode Ventures as the design-build contractors. In November 2018, Pointone requested Fauquier’s planning commission (FPC) to install a temporary water treatment and storage system for the project. In May 2019, the project received preliminary approvals from the Fauquier County Planning Commission. In February 2020, the project received approvals from the Fauquier County Planning Commission. In August 2025, the construction works commenced on the first data center building with 50MW, and are to be completed in the first quarter of 2027. | 38.5385 | -77.7801 | The Remington Technology Park project involves the construction of a 28,799m2 data center in Virginia, the US. The US$260 million project includes the following: 1. Construction of a substation 2. Construction of an office space 3. Construction of server rooms 4. Construction of an administrative space 5. Construction of parking facilities 6. Installation of safety and security systems | Heating, ventilation and air conditioning (HVAC); Hyperscale Data Center | A data center is planned for construction at Lucky Hill and Remington roads, Fauquier. The land is currently owned by Remland LLC, VCA LLC, Fox Meadows Investment Col LLC, and GGFS/Foxhaven LLC. | https://pointonecorp.com/remington-technology-park/ | February 2026 - Construction works are underway August 2025 - Construction works commenced. November 2024 - Design activities are underway. January 2024 - Design activities are underway. July 2022 - Design works are underway. February 2020 - The project received approvals from Fauquier County Planning Commission. May 16, 2019 - The project received preliminary approvals from Fauquier County Planning Commission. November 2018 - Pointone requested Fauquier’s planning commission (FPC) to install a temporary water treatment and storage system for the project. May 2018 - Black & Veatch, Critical Project Services, NRG Energy, Diode Ventures, and Enfinite Capital were selected to finance, operate, and maintain for the project. The scope of work includes to provide design-build services for the project. March 08, 2018 - Planning activities are underway Q4 2017 - PointOne announced plans to build a Remington Technology Park project | Project work on Schedule | 1 | Not Funded / Unconfirmed | Private | PointOne Holdings | Black & Veatch Corp;Diode Ventures LLC | Black & Veatch Corp;Diode Ventures LLC
227392 | 227392 | 2026-02-26 14:17 | PointOne Hldgs – Remington Data Center – Virginia | PointOne Hldgs – Remington Data Center – Virginia | https://construction.globaldata.com/Projects/Overview/227392 | Execution | Parent | 1600 | 2017 Q4 | 2025 Q3 | 2029 Q4 | North America | United States | Virginia |  | Lucky Hill and Remington roads in Remington | 22734 | Commercial & Leisure | Data Center | Data Center |  |  | New | Onshore | PointOne Development Corporation (PDC), a subsidiary of Point One Holdings Inc. (PointOne), is undertaking the construction of a hyperscale data center complex in Remington, Virginia, in the US. The project involves the construction of a 167,225m2 data center complex comprising six 22,296m2 to 28,799m2 buildings with a total capacity of 304MW on 95ha of land. It includes the construction of a 300MW power plant, a substation, an office space, server rooms, an administrative space, and parking facilities, and the installation of safety and security systems. The facility draws power from the utility grid and an on-site natural gas power plant, for a capacity of 135MW. It will be equipped with energy-efficient cooling systems, solar panels, and backup generators. The campus is expandable up to 600MW in the future. In March 2018, a meeting was held with Fauquier County to rezone the site, and PointOne received rezoning approvals. In May 2018, Black & Veatch, Critical Project Services, NRG Energy, Diode Ventures, and Enfinite Capital were awarded a finance, operate, and maintain contract for the project, and Black & Veatch and Diode Ventures as the design-build contractor. Diode Ventures, in conjunction with Enfinite Capital, helped to secure initial funding for the project and will continue to provide financial modeling support and capital assembly for the balance of the project. In November 2018, Pointone requested Fauquier’s planning commission (FPC) to install a temporary water treatment and storage system for the project. In May 2019, the project received preliminary approvals from the Fauquier County Planning Commission. In February 2020, the project received approvals from the Fauquier County Planning Commission. In August 2025, the construction works commenced on the first data center building with 50MW, and are to be completed in the first quarter of 2027. | 38.5385 | -77.7801 | The Remington Technology Park project involves the construction of a 167,225m2 data center complex comprising six 28,799m2 buildings with a total capacity of 304MW on 95ha of land in Remington, Virginia, the US. The US$1,600 million project includes the following: 1. Construction of a 300MW power plant 3. Construction of a substation 4. Construction of an office space 5. Construction of server rooms 6. Construction of an administrative space 7. Construction of parking facilities 8. Installation of safety and security systems | Heating, ventilation and air conditioning (HVAC); Hyperscale Data Center | A data center complex is planned to be constructed at Lucky Hill and Remington roads in Remington. The land is owned by Remland LLC, VCA LLC, Fox Meadows Investment Col LLC, and GGFS/Foxhaven LLC. | https://pointonecorp.com/remington-technology-park/ | February 2026 - Construction works are underway on the first data center building. August 2025 - Construction works commenced on the first data center building. November 2024 - Design activities are underway. January 2024 - Design activities are underway. July 2022 - Design works are underway. December 2021 - Design works are underway. February 2020 - The project received approvals from Fauquier County Planning Commission. May 2019 - The project received preliminary approvals from Fauquier County Planning Commission. November 2018 - Pointone requested Fauquier’s planning commission (FPC) to install a temporary water treatment and storage system for the project. May 2018 - Pointone has secured US$7,500 million in funding for data center development and related investments May 01, 2018 - Black & Veatch, Critical Project Services, NRG Energy, Diode Ventures, and Enfinite Capital were selected to finance, operate, and maintain the project. The scope of work includes to provide design-build services for the project. March 2018 - Planning activities are underway Q4 2017 - PointOne announced plans to build data center in Fauquier County. | Project work on Schedule | 1 | Not Funded / Unconfirmed | Private | PointOne Holdings | Black & Veatch Corp;Diode Ventures LLC | Black & Veatch Corp;Diode Ventures LLC
490885 | 490885 | 2026-02-26 14:02 | GSA Data Center – Chonburi Province Data Center – Chon Buri | GSA Data Center – Chonburi Province Data Center – Chon Buri | https://construction.globaldata.com/Projects/Overview/490885 | Planning | Parent | 402 | 2024 Q2 | 2027 Q2 | 2030 Q1 | Asia-Pacific | Thailand | Chon Buri | Chon Buri |  |  | Commercial & Leisure | Data Center | Data Center |  | Low | New | Onshore | GSA Data Center is planning to construct a colocation data center in Chonburi Province, Thailand. The project involves the construction of a 35MW data center. It includes the construction of server rooms, data halls, meeting rooms, administrative facilities, parking facilities, and the installation of safety and security systems. | 13.1857 | 101.1211 | The project involves the construction of a 35MW data center in Chonburi, Thailand. The US$402 million project includes the following: 1. Construction of server rooms 2. Construction of data halls 3. Construction of meeting rooms 4. Construction of administrative facilities 5. Construction of parking facilities 6. Installation of safety and security systems | Colocation Data Center; Heating, ventilation and air conditioning (HVAC) |  |  | February 2026 - Planning activities are underway. July 2025 - Planning activities are underway. March 2025 - The Thailand Board of Investment (BOI) approved the investment for the project. Q2 2024 - GSA Data Center announced plans for the construction of a data center in Thailand. | No Major Development | 0 | Not Funded / Unconfirmed | Private | GSA Data Center Co Ltd
382232 | 381912 | 2026-02-26 13:44 | GreenSquareDC / Schneider Electric – Belmont Data Center: Stage Two – Western Australia | Partner Grp/ Schneider Electric – Belmont Data Center – Western Australia | https://construction.globaldata.com/Projects/Overview/382232 | EPC Award | Sub | 350 | 2022 Q4 | 2027 Q1 | 2028 Q4 | Asia-Pacific | Australia | Western Australia | Perth | 37 Abernethy Road, Belmont | 6104 | Commercial & Leisure | Data Center | Data Center |  | Medium | New | Onshore | Partners Group and Schneider Electric Australia Pty Ltd (Schneider Electric) is planning to construct a data center in Perth, Western Australia, Australia. The project involves the construction of a data center. It includes the construction of data halls, server rooms, a control room, and office spaces, and the installation of equipment and safety and security systems. The facility will be powered by 100% renewable energy from a wind and solar farm and utilize liquid cooling systems for cooling. Urbis Pty Ltd has been appointed as a planner and design consultant. In July 2023, Multiplex has been appointed as a contractor. In March 2025, Partners Group has acquired 100% ownership from GreenSquareDC. | -31.9486 | 115.9221 | The project involves the construction of a data center in Perth, Western Australia. The US$350 million project includes the following: 1. Construction of data halls 2. Construction of a control room 3. Construction of office spaces 4. Construction of server rooms 5. Installation of equipment 6. Installation of safety and security systems | Green data center; Heating, ventilation and air conditioning (HVAC); Hyperscale Data Center; Tier 3 Data Center | A data center is proposed for construction at 37 Abernethy Road, Belmont. |  | February 2026 - Construction activities are yet to commence on the project. December 2025 - Construction works are yet to commence on the project. July 2025 - Construction works are yet to commence on the project. March 2025 - Partners Group has acquired 100% ownership from GreenSquareDC. January 2025 - Pre-construction activities are underway. June 2024 - Pre-construction activities are underway. February 2024 - Pre-construction activities are underway. September 2023 - GreenSquareDC has partnered with Schneider Electric for the project. July 2023 - Multiplex has been awarded as contractor. December 2022 - Pre-design activities are underway. October 2022 - GreenSquareDC received approvals from the Metro Inner-South Joint Development Assessment panel. Q4 2021 - GreenSquareDC announced plans to build a data center in Perth. | Project work on Schedule | 1 | Not Funded / Unconfirmed | Private | GreenSquareDC Pty Ltd;Schneider Electric Australia Pty Ltd | Multiplex | Urbis Pty Ltd | Urbis Pty Ltd
382099 | 381912 | 2026-02-26 13:43 | Partner Grp/ Schneider Electric – Belmont Data Center: Stage One – Western Australia | Partner Grp/ Schneider Electric – Belmont Data Center – Western Australia | https://construction.globaldata.com/Projects/Overview/382099 | EPC Award | Sub | 350 | 2022 Q4 | 2026 Q2 | 2028 Q2 | Asia-Pacific | Australia | Western Australia | Perth | 37 Abernethy Road, Belmont | 6104 | Commercial & Leisure | Data Center | Data Center |  | Medium | New | Onshore | Partners Group and Schneider Electric Australia Pty Ltd (Schneider Electric) are planning to construct a data center in Perth, Western Australia, Australia. The project involves the construction of a data center. It includes the construction of data halls, server rooms, a control room, and office spaces, and the installation of equipment and safety and security systems. The facility will be powered by 100% renewable energy from a wind and solar farm and utilize liquid cooling systems for cooling. Urbis Pty Ltd has been appointed as a planner. In July 2023, Multiplex has been appointed as a contractor. In March 2025, Partners Group acquired 100% ownership from GreenSquareDC. | -31.9488 | 115.9221 | The project involves the construction of a data center in Perth, Western Australia. The US$350 million project includes the following: 1. Construction of data halls 2. Construction of a control room 3. Construction of office spaces 4. Construction of server rooms 5. Installation of equipment 6. Installation of safety and security systems | Green data center; Heating, ventilation and air conditioning (HVAC); Hyperscale Data Center; Tier 3 Data Center | A data center is proposed for construction at 37 Abernethy Road, Belmont. |  | February 2026 - Construction activities are yet to commence on the project. December 2025 - Construction works are yet to commence on the project. July 2025 - Construction works are yet to commence on the project. March 2025 - Partners Group has acquired 100% ownership from GreenSquareDC. January 2025 - Pre-construction activities are underway. June 2024 - Pre-construction activities are underway. February 2024 - Pre-construction activities are underway. September 2023 - GreenSquareDC has partnered with Schneider Electric for the project. July 2023 - Multiplex has been awarded as contractor. December 2022 - Pre-design activities are underway. October 2022 - GreenSquareDC received approvals from the Metro Inner-South Joint Development Assessment panel. Q4 2021 - GreenSquareDC announced plans to build a data center in Perth. | Project work on Schedule | 1 | Not Funded / Unconfirmed | Private | Schneider Electric Australia Pty Ltd;The Partner Group Pty Ltd | Multiplex | Urbis Pty Ltd | Urbis Pty Ltd
381912 | 381912 | 2026-02-26 13:43 | Partner Grp/ Schneider Electric – Belmont Data Center – Western Australia | Partner Grp/ Schneider Electric – Belmont Data Center – Western Australia | https://construction.globaldata.com/Projects/Overview/381912 | EPC Award | Parent | 759 | 2021 Q4 | 2026 Q2 | 2028 Q4 | Asia-Pacific | Australia | Western Australia | Perth | 37 Abernethy Road, Belmont | 6104 | Commercial & Leisure | Data Center | Data Center | Parking Facilities | Medium | New | Onshore | Partners Group and Schneider Electric Australia Pty Ltd (Schneider Electric) are planning the construction of a data center in Perth, Western Australia, Australia. The project involves the construction of a 68,000m2, four-story, 96MW data center on 3.8ha of land. It will be implemented in two stages. The project also includes the construction of two warehouses, administration facilities, data halls, server rooms, a control room, and 90 car parking bays, and the installation of equipment and safety and security systems. The facility will be powered by 100% renewable energy from a wind and solar farm and utilize liquid cooling systems for cooling. Urbis Pty Ltd has been appointed as a planner and design consultant. In July 2023, Multiplex has been appointed as a contractor. In March 2025, Partners Group has acquired 100% ownership from GreenSquareDC. | -31.9487 | 115.9221 | The project involves the construction of a 68,000m2, four-story 96MW data center on 3.8ha of land in Perth, Western Australia. The US$759 million project includes the following: 1. Construction of data halls 2. Construction of a control room 3. Construction of two warehouses 4. Construction of server rooms 5. Construction of administration facilities 6. Construction of 90 car parking bays 7. Installation of equipment 8. Installation of safety and security systems | Green data center; Heating, ventilation and air conditioning (HVAC); Hyperscale Data Center; Tier 3 Data Center | A data center is proposed for construction at 37 Abernethy Road in Belmont, a suburb of Perth. The project is also known as "WAi1". |  | February 2026 - Construction activities are yet to commence on the project. December 2025 - Construction works are yet to commence on the project. July 2025 - Construction works are yet to commence on the project. March 2025 - Partners Group has acquired 100% ownership from GreenSquareDC. January 2025 - Pre-construction activities are underway. June 2024 - Pre-construction activities are underway. February 2024 - Pre-construction activities are underway. September 2023 - GreenSquareDC has partnered with Schneider Electric for the project. July 2023 - Multiplex has been awarded as contractor. December 2022 - Pre-design activities are underway. October 2022 - The Metro Inner-South Joint Development Assessment panel approved the project plans. Q4 2021 - GreenSquareDC announced plans to build a data center in Perth. | Project work on Schedule | 1 | Not Funded / Unconfirmed | Private | Schneider Electric Australia Pty Ltd;The Partner Group Pty Ltd | Multiplex | Urbis Pty Ltd | Urbis Pty Ltd
329721 | 329721 | 2026-02-26 10:04 | Yom Capital – Zaporizhzhya Computing Data Center – Zaporizhia | Yom Capital – Zaporizhzhya Computing Data Center – Zaporizhia | https://construction.globaldata.com/Projects/Overview/329721 | Cancelled | Parent | 700 | 2020 Q1 | Awaiting Confirmation | 2026 Q1 | Europe | Ukraine | Zaporizhia | Zaporizhzhya | Zaporizhzhya NPP |  | Commercial & Leisure | Data Center | Data Center |  |  | New | Onshore | Yom Capital LTD (YOM) had planned to build a computing data center in Zaporizhzhya, Ukraine. The project involved the construction of a 1,000MW computing data center, a data storage building, the network management center, an administration building, server rooms, parking facilities and the installation of elevators and security systems. A memorandum of understanding was signed between Energoatom, H2, and Yom Capital LTD. | 47.8229 | 35.1903 | The project involved the construction of a 1,000MW computing data center in Zaporizhzhya, Ukraine. The US$700 million project included the following: 1. Construction of a data storage building 2. Construction of the network management center 3. Construction of an administration building 4. Construction of server rooms 5. Construction of parking facilities 6. Installation of safety systems | Heating, ventilation and air conditioning (HVAC) | A computing data center is planned to be built at Zaporizhzhya Nuclear Power Plant (NPP). The aim of the project is directly related to the overproduction of electricity in southern Ukraine. In particular, overproduction led to the fact that in July 2020 the management of Energoatom was forced to order the transfer of one of the NPP power units to the reserve. As a result of this project, the future Ukrainian data center will consume one-sixth of the power generated by the Zaporizhzhya NPP. |  | February 2026 - We have not observed any relevant progress on the project since 2023. Therefore, we assume the project did not materialize and have marked the status as Cancelled. November 2025 - We have not been able to obtain further updates on this project. We have retained the same project stage and amended the key dates accordingly. We will update the profile as soon as we obtain any new information. August 2025 - We have not been able to obtain further updates on this project. We have retained the same project stage and amended the key dates accordingly. We will update the profile as soon as we obtain any new information. May 2025 - We have not been able to obtain further updates on this project. We have retained the same project stage and amended the key dates accordingly. We will update the profile as soon as we obtain any new information. December 2024 - We have not been able to obtain further updates on this project. We have retained the same project stage and amended the key dates accordingly. We will update the profile as soon as we obtain any new information. May 2024 - We have not been able to obtain further updates on this project. We have retained the same project stage and amended the key dates accordingly. We will update the profile as soon as we obtain any new information. October 2023 - We have not been able to obtain further updates on this project. We have retained the same project stage and amended the key dates accordingly. We will update the profile as soon as we obtain any new information. December 2022 - The project is on hold. March 2022 - The project has been placed on hold due to the ongoing political crisis between Russia-Ukraine. April 2021 - Study activities are underway. Q3 2020 - Study activities are underway. February 2020 - Yom Capital LTD (YOM) announced the plans to build a 1000 MW computing data center in Zaporizhzhya, Ukraine. | Project has been Cancelled | -5 | Not Funded / Unconfirmed | Private | Yom Capital Ltd |  |  | H2
560339 | 560339 | 2026-02-26 08:08 | GSC – Uttar Pradesh Data Center – Uttar Pradesh | GSC – Uttar Pradesh Data Center – Uttar Pradesh | https://construction.globaldata.com/Projects/Overview/560339 | Planning | Parent | 880 | 2025 Q2 | 2028 Q3 | 2031 Q4 | Asia-Pacific | India | Uttar Pradesh |  |  |  | Commercial & Leisure | Data Center | Data Center |  | Medium | New | Onshore | Golden State Capital (GSC) is planning to build a data center in Uttar Pradesh, India. The project involves the construction of a data center with a consumption capacity of 100MW. It includes the construction of substations, server rooms, storage rooms, an office space, parking spaces, and the installation of racks, power and cooling systems, safety and security systems, and the Laying of network cables. | 27.8676 | 79.8073 | The project involves the construction of a data center with a consumption capacity of 100MW in Uttar Pradesh, India. The US$880 million project includes the following: 1. Construction of substations 2. Construction of server rooms 3. Construction of storage rooms 4. Construction of an office space 5. Construction of parking spaces 6. Installation of racks 7. Installation of power and cooling systems 8. Installation of safety and security systems 9. Laying of network cables |  |  |  | February 2026 - Planning activities are underway. Q2 2025 - Golden State Capital (GSC) announced plans to build a data center in Uttar Pradesh. | Project work on Schedule | 1 | Not Funded / Unconfirmed | Private | Golden State Capital
397769 | 397769 | 2026-02-26 04:11 | AGP DC Invest/ Digital Edge/ NIIF – Navi Mumbai Hyperscale Data Center – Maharashtra | AGP DC Invest/ Digital Edge/ NIIF – Navi Mumbai Hyperscale Data Center – Maharashtra | https://construction.globaldata.com/Projects/Overview/397769 | Execution | Parent | 2000 | 2023 Q1 | 2024 Q2 | 2031 Q1 | Asia-Pacific | India | Maharashtra | Thane | Kalwa/Thane industrial area | 400605 | Commercial & Leisure | Data Center | Data Center |  |  | New | Onshore | Digital Edge (Singapore) Holdings Pte. Ltd., in partnership with the National Investment and Infrastructure Fund (NIIF) and AGP DC InvestCo Pte Ltd (AGP), are constructing a hyperscale data center in Navi Mumbai, Maharashtra, India. The project involves the construction of a data center with a consumption capacity of 300 MW on 19ha of land. It includes the construction of server rooms, meeting rooms, administrative space, parking facilities, and the installation of equipment and cooling systems, as well as the installation of safety and security systems. It is being developed in multiple phases. Phase I (BOM1) includes the construction of an 18MW data center building, while Phase II (BOM2) comprises a 48MW data center building. The project is committed to operating on 100% renewable energy and will achieve a minimum LEED Silver Certification. It utilizes liquid cooling system and advanced security systems, ensuring optimal performance and efficiency with maximum reliability. In May 2024, construction works on phase I commenced and were completed in the fourth quarter of 2025. | 19.1894 | 73.0041 | The project involves the construction of a data center with a consumption capacity of 300 MW on 19ha of land in Navi, Mumbai, India. The US$2,000 million project includes the following: 1. Construction of server rooms with racks 2. Construction of meeting rooms 3. Construction of administrative space 4. Construction of parking facilities 5. Installation of equipment 6. Installation of cooling systems 7. Installation of safety and security systems | Heating, ventilation and air conditioning (HVAC); Hyperscale Data Center; LEED |  |  | February 2026 - Construction works on Phase II (BOM2) are underway. Q4 2025 - Construction on BOM1 is completed. May 2025 - Construction works are underway. June 2024 - Construction works are underway. May 2024 - Construction works commenced. October 2023 - Planning works are underway. January 2023 - Digital Edge, AGP DC Invest and NIIF have announced plans to build data center in Navi Mumbai. | Project work on Schedule | 1 | Not Funded / Unconfirmed | Private | AGP DC InvestCo Pte Ltd;Digital Edge DC;National Investment and Infrastructure Fund
348502 | 348502 | 2026-02-25 18:47 | Dito TeleComm – Clark Global City Data Center – Central Luzon | Dito TeleComm – Clark Global City Data Center – Central Luzon | https://construction.globaldata.com/Projects/Overview/348502 | Execution | Parent | 383 | 2019 Q3 | 2021 Q2 |  | Asia-Pacific | Philippines | Central Luzon |  | Clark Global City |  | Commercial & Leisure | Data Center | Data Center |  |  | New | Onshore | DITO Telecommunity Corp (DITO) is a joint venture between Udenna Corporation and Chelsea Logistics, with Beijing-run China Telecomare, is undertaking the construction of a data center in Clark Global City, Pampanga, the Philippines. The project involves the construction of a data center on 1ha of land. It includes the construction of a network operations center, service call center, regional center, and a research and development (R&D) hub and the installation of safety and security systems. NEPC Power Construction Corp is appointed as a construction contractor. In April 2021, a groundbreaking ceremony was held and marking the start of the construction. | 15.1792 | 120.5713 | The project involves the construction of a data center on 1ha of land in Clark Global City, Pampanga, the Philippines. The US$383 million project includes the following: 1. Construction of a network operations center 2. Construction of a service call center 3. Construction of a regional center 4. Construction of a research and development (R&D) hub 5. Installation of safety and security systems | Heating, ventilation and air conditioning (HVAC); Hyperscale Data Center | A data center is being built in Clark Global City, Pampanga, the Philippines. The purpose of the project is to address the increased requirements for data centers in the region. The project will be designed after Google’s campus-style headquarters. It will create 4,500 jobs over the five-year period, of which 800 will be hired in the first year. |  | February 25, 2026 - We have not been able to obtain further updates on this project. We have retained the same project stage and amended the key dates accordingly. We will update the profile as soon as we obtain any new information. July 28, 2025 - We have not been able to obtain further updates on this project. We have retained the same project stage and amended the key dates accordingly. We will update the profile as soon as we obtain any new information. September 30, 2024 - We have not been able to obtain further updates on this project. We have retained the same project stage and amended the key dates accordingly. We will update the profile as soon as we obtain any new information. January 2024 - Construction activities are underway. April 2023 - Construction activities are underway. July 2022 - Construction activities are underway. October 2021 - Construction activities are underway. April 2021 - a groundbreaking ceremony was held and marking the start of the construction. Q3 2019 - DITO and ULI announced plans to construct a data center in Clark. | Information Unavailable |  | Not Funded / Unconfirmed | Private | Dito Telecommunity Corp | Nepc Power Construction Corp.
187214 | 187214 | 2026-02-25 18:25 | META/ Winner – 4500 Like Way Data Center – Texas | META/ Winner – 4500 Like Way Data Center – Texas | https://construction.globaldata.com/Projects/Overview/187214 | Construction Complete | Parent | 1500 | 2014 Q3 | 2015 Q3 | 2023 Q4 | North America | United States | Texas | Fort Worth | 4500 Like Way | TX 76177 | Commercial & Leisure | Data Center | Data Center |  |  | New | Onshore | Facebook and Winner LLC (Winner) have undertaken the construction of a data center in Texas, the US. The project involved the construction of five data center buildings with a total gross floor area of 241,574 m2 on 202ha of land. It included the construction of server rooms, administrative space, and distribution rooms, and the installation of equipment and safety systems. The facility operated entirely on 100% clean and renewable energy. It utilises advance water cooling system. The project was developed in phases. The first phase includes the construction of a 46,451m2 data hall building. The second phase includes the construction of two data center buildings with a total gross floor area of 20,438m2, a 2,360m2 office space, a conference center, a break room, a multipurpose room, and space for mechanical equipment. The third phase includes the construction of another two data center buildings, comprising a 15,792m2 fourth data center building. Datacenter Hawk has been appointed as a planning consultant, a joint venture of Alfatech Cambridge Group and Sheehan Partners Architects as main architects, Wright Construction as foundation works sub-contractor, Conatser Construction Inc. and Vilhauer Enterprises LLC as excavation sub-contractors, BrightView Landscapes LLC as a landscape architect, Terracon Consultants Inc as a consulting engineer, D'Ambra Construction Inc as asphalt works sub-contractor, Flynn Canada Ltd as roofing sub-contractor, Western States Fire Protection Co as fire protection consultant, LCR Contractors Inc as installation sub-contractor, a joint venture of Hennessey Engineers Inc, Fort Worth Civil Constructors LLC and Fenimore Blythe Commercial Masonry LLC as civil sub-contractors, and CTI Construction LLC as construction manager. A joint venture of DPR Construction (DPR), Fortis Construction has been appointed as the main contractor. A groundbreaking ceremony was held marking the commencement of the construction of the first building in July 2015. In May 2017, construction works on the first phase were completed, followed by the second phase building I in January 2018 and the phase building II in the third quarter of 2020. In December 2020, construction works on the third phase commenced. In the fourth quarter of 2023, construction works were completed. | 32.9809 | -97.2624 | The project involved the construction of five data center buildings with a total gross floor area of 241,574m2 on 202ha of land in Texas, the US. The US$1,500 million project included the following: 1. Construction of server rooms 2. Construction of administrative space 3. Construction of distribution rooms 4. Construction of office space 5. Construction of a conference center 6. Construction of break rooms 7. Construction of multipurpose rooms 8. Construction of space for mechanical equipment 9. Construction of parking and related facilities 10. Installation of safety and security systems | Fire protection; Green data center; Heating, ventilation and air conditioning (HVAC); Hyperscale Data Center; LEED |  |  | Q4 2023 - Construction works were completed. June 2023 - Construction works on the third phase are underway. August 2022 - Construction works on the third phase are underway. September 2021 - Construction works on the third phase are underway. December 2020 - Construction works on the third phase commenced. Q3 2020 - Construction works on the third building completed. May 2020 - Construction activiites are underway. August 2019 - We have not been able to obtain further updates on this project. We have retained the same project stage and amended the key dates accordingly. We will update the profile as soon as we obtain any new information. September 2018 - Construction activities are underway. March 2018 - Construction activities are underway for the second phase. January 2018 - Construction works on the second building completed Q3 2017 - Construction activities are underway for the second phase. Q2 2017 - Construction works on the first building has been completed. Q1 2017 - Construction activities are underway. Q3 2016 - Construction activities are underway. Q1 2016 - Construction activities are underway. July 2015 - A groundbreaking ceremony was held marking the commencement of the construction on the first building. Q2 2015 - Planning activities are underway. Q1 2015 - Winner announced plans to build a data center in Fort Worth. | Construction Completed | 5 | Not Funded / Unconfirmed | Private | Meta Platforms Inc;Winner LLC | DPR Construction Inc;Fortis Construction Inc | Alfa Tech Consulting Enterprises;BrightView Landscapes LLC;Sheehan Partners Architects | CTI Construction LLC;Datacenter Hawk;Terracon Consultants Inc;Western States Fire Protection Co
560332 | 560332 | 2026-02-25 17:33 | ESR – MU1 Data Center – Maharashtra | ESR – MU1 Data Center – Maharashtra | https://construction.globaldata.com/Projects/Overview/560332 | Planning | Parent | 100 | 2025 Q4 | 2027 Q2 | 2030 Q3 | Asia-Pacific | India | Maharashtra | Mumbai | Rabale |  | Commercial & Leisure | Data Center | Data Center |  | Medium | New | Onshore | ESR is planning to construct a hyperscale data center in the Rabale area of Mumbai, Maharashtra, India. The project involves the construction of a two-story data center with a consumption capacity of 60MW on 1.31ha of land. It includes the construction of data halls, server rooms, an administrative space, and the installation of generators, cooling systems, and safety and security systems. It is ESR’s first data center in India and marks a key step in advancing our pan-APAC digital infrastructure strategy, leveraging our vertically integrated development capabilities and experience across high-demand markets. | 19.1366 | 73.0028 | The project involves the construction of a two-story data center with a consumption capacity of 60MW on 1.31ha of land in Mumbai, Maharashtra, India. The US$100 million project includes the following: 1. Construction of data halls 2. Construction of server rooms 3. Construction of an administrative space 4. Installation of generators 5. Installation of cooling systems 6. Installation of safety and security systems | Hyperscale Data Center |  |  | February 2026 - Planning activities are underway. Q4 2025 - ESR announced plans for the construction of a data center in Mumbai. | Project work on Schedule | 1 | Not Funded / Unconfirmed | Private | ESR Pte. Ltd
413619 | 413619 | 2026-02-25 16:58 | Harrison Street RE/ PowerHouse – PowerHouse Pacific Data Center Campus – Virginia | Harrison Street RE/ PowerHouse – PowerHouse Pacific Data Center Campus – Virginia | https://construction.globaldata.com/Projects/Overview/413619 | Execution | Parent | 500 | 2021 Q2 | 2024 Q4 | 2027 Q1 | North America | United States | Virginia | Sterling | 22260 Pacific Blvd | 20166 | Commercial & Leisure | Data Center | Data Center | Parking Facilities |  | Redevelopment | Onshore | AREP, a joint venture between Powerhouse Data Centers (PowerHouse) and Harrison Street Real Estate Capital LLC (Harrison Street RE), is undertaking the construction of a hyperscale data center in Sterling, Virginia, the US. The project involves the construction of a 111,484m2, 265MW data center on 17.4ha of land. It also includes the construction of three three-story buildings, 66,534m2, 24 data halls, server rooms, and control rooms, and the installation of substations. E.E. Reed Construction has appointed as the general contractor for the data center, and Dominion Energy for the substation. Construction works commenced in 2024 and is scheduled to be completed by 2027. | 39.0046 | -77.4472 | The project involves the construction of a 111,484m2, 265MW data center on 17.4ha of land in Sterling, Virginia, the US. The US$300 million project includes the following: 1. Construction of three three-story buildings 2. Construction of 66,534m2, 24 data halls 3. Construction of server rooms 4. Construction of control rooms 5. Construction of two parking garages 6. Construction of a pedestrian bridge 7. Installation of a main hub and a pedestrian bridge 8. Installation of a power substation on 0.8ha of land | Hyperscale Data Center | A data center redevelopment is planned at 22260 Pacific Blvd, on the former AOL headquarters in Sterling, Loudoun County, Virginia. The project aims to redevelop the former AOL headquarters into a data center campus to meet the demand in the region. The joint venture acquired the development site for US$136 million in 2021. |  | February 2026 - Construction activities are underway. September 2025 - Construction activities are underway. August 20, 2025 - We have not been able to obtain further updates on this project. We have retained the same project stage and amended the key dates accordingly. We will update the profile as soon as we obtain any new information. October 2024 - Construction activities are underway. September 26, 2024 - We have not been able to obtain further updates on this project. We have retained the same project stage and amended the key dates accordingly. We will update the profile as soon as we obtain any new information. October 2023 - PowerHouse begins demolition work on the former AOL Headquarters in Sterling, Virginia. Q2 2021 - Powerhouse Data Centres announced plans to build a data center in Sterling. | Project work on Schedule | 1 | Not Funded / Unconfirmed | Private | Harrison Street Real Estate Capital LLC;PowerHouse Data Centers | Dominion Energy Inc;E.E. Reed Construction LP
510723 | 353763 | 2026-02-25 16:33 | Prime DCS – Chicago ORD01 Data Center Campus: ORD01-03 – Illinois | Prime DCS – Chicago ORD01 Data Center Campus – Illinois | https://construction.globaldata.com/Projects/Overview/510723 | Planning | Sub | 250 | 2021 Q3 | 2028 Q1 | 2030 Q4 | North America | United States | Illinois | Elk Grove Village | 1600 E Higgins Road | 60007 | Commercial & Leisure | Data Center | Data Center |  | Low | New | Onshore | Prime Data Centers (PDC) is planning to construct a hyperscale data center in Elk Grove Village, Illinois, the US. The project involves the construction of 25,920m2 three-storey data center with a capacity of 54MW. It includes the construction of data halls, meeting rooms, office space, storage facilities, parking facilities, and the installation of safety and security systems. The facility draws power from the utility grid supplied by ComEd. The facility is committed to operating on 100% renewable energy. It utilises closed air loop and liquid cooling system with N+1 redundancy. The project will support the increasing requirements of artificial intelligence (AI) workloads. | 42.0237 | -87.9639 | The project involves the construction of 25,920m2 three-storey data center with a capacity of 54MW in Elk Grove Village, Illinois, the US. The US$250 million project includes the following: 1. Construction of data halls 2. Construction of meeting rooms 3. Construction of office space 4. Construction of storage facilities 5. Construction of parking facilities 6. Installation of safety and security systems | Heating, ventilation and air conditioning (HVAC); Hyperscale Data Center |  |  | February 2026 - Planning activities are underway. June 2025 - Planning activities are underway. May 2024 - Planning activities are underway. June 2022 - Planning activities are underway. Q3 2021 - PDC announced plans to build a new data center campus in Illinois. | No Major Development | 0 | Not Funded / Unconfirmed | Private | Prime Data Centers LLC
510722 | 353763 | 2026-02-25 16:33 | Prime DCS – Chicago ORD01 Data Center Campus: ORD01-02 – Illinois | Prime DCS – Chicago ORD01 Data Center Campus – Illinois | https://construction.globaldata.com/Projects/Overview/510722 | Planning | Sub | 250 | 2021 Q3 | 2027 Q2 | 2029 Q4 | North America | United States | Illinois | Elk Grove Village | 1600 E Higgins Road | 60007 | Commercial & Leisure | Data Center | Data Center |  | Low | New | Onshore | Prime Data Centers (PDC) is planning to construct a hyperscale data center in Elk Grove Village, Illinois, the US. The project involves the construction of 25,920m2 three-storey data center with a capacity of 54MW. It includes the construction of data halls, meeting rooms, office space, storage facilities, parking facilities, and the installation of safety and security systems. The facility draws power from the utility grid supplied by ComEd. The facility is committed to operating on 100% renewable energy. It utilises closed air loop and liquid cooling system with N+1 redundancy. The project will support the increasing requirements of artificial intelligence (AI) workloads. | 42.0237 | -87.9639 | The project involves the construction of 25,920m2 three-storey data center with a capacity of 54MW in Elk Grove Village, Illinois, the US. The US$250 million project includes the following: 1. Construction of data halls 2. Construction of meeting rooms 3. Construction of office space 4. Construction of storage facilities 5. Construction of parking facilities 6. Installation of safety and security systems | Heating, ventilation and air conditioning (HVAC); Hyperscale Data Center |  |  | February 2026 - Planning activities are underway. June 2025 - Planning activities are underway. May 2024 - Planning activities are underway. June 2022 - Planning activities are underway. Q3 2021 - PDC announced plans to build a new data center campus in Illinois. | No Major Development | 0 | Not Funded / Unconfirmed | Private | Prime Data Centers LLC
510721 | 353763 | 2026-02-25 16:33 | Prime DCS – Chicago ORD01 Data Center Campus: ORD01-01 – Illinois | Prime DCS – Chicago ORD01 Data Center Campus – Illinois | https://construction.globaldata.com/Projects/Overview/510721 | Execution | Sub | 500 | 2021 Q3 | 2022 Q4 | 2026 Q4 | North America | United States | Illinois | Elk Grove Village | 1600 E Higgins Road | 60007 | Commercial & Leisure | Data Center | Data Center |  |  | New | Onshore | Prime Data Centers (PDC) is constructing a hyperscale data center in Elk Grove Village, Illinois, the US. , The project involves the construction of 35,675m2 three-storey data center with a capacity of 72MW. It includes the construction of data halls, meeting rooms, office space, storage facilities, parking facilities, and the installation of safety and security systems. The facility draws power from the utility grid supplied by ComEd. The facility is committed to operating on 100% renewable energy. It utilises closed air loop and liquid cooling system with N+1 redundancy. The project will support the increasing requirements of artificial intelligence (AI) workloads. Clune Construction Company has been appointed as the contractor. | 42.0237 | -87.9639 | The project involves the construction of 35,675m2 three-storey data center with a capacity of 72MW in Elk Grove Village, Illinois, the US. The US$500 million project includes the following: 1. Construction of data halls 2. Construction of meeting rooms 3. Construction of office space 4. Construction of storage facilities 5. Construction of parking facilities 6. Installation of safety and security systems | Heating, ventilation and air conditioning (HVAC); Hyperscale Data Center |  |  | February 2026 - Construction works are underway. June 2025 - Construction works are underway. November 2024 - Construction works are underway. May 2024 - A topping-out ceremony was held. November 2022 - A groundbreaking ceremony was held, marking the construction of the project. Q3 2021 - PDC announced plans to build a new data center campus in Illinois. | Project work on Schedule | 1 | Not Funded / Unconfirmed | Private | Prime Data Centers LLC | Clune Construction Company
353763 | 353763 | 2026-02-25 16:32 | Prime DCS – Chicago ORD01 Data Center Campus – Illinois | Prime DCS – Chicago ORD01 Data Center Campus – Illinois | https://construction.globaldata.com/Projects/Overview/353763 | Execution | Parent | 1000 | 2021 Q3 | 2022 Q4 | 2030 Q4 | North America | United States | Illinois | Elk Grove Village | 1600 E Higgins Road | 60007 | Commercial & Leisure | Data Center | Data Center |  |  | New | Onshore | Prime Data Centers (PDC) is undertaking the construction of a hyperscale data center campus in Elk Grove Village, Illinois, the US. The project involves the construction of an 89,001m2 data center campus with a critical IT load of 270MW campus on 12.14ha of land. It includes the construction of three, three-story data center buildings namely ORD01-01, ORD01-02 and ORD01-03, 18 data halls, meeting rooms, office space, storage facilities, parking facilities, and the installation of safety and security systems. The first data center ORD01-01 comprises 35,675m2 of space with a capacity of 72MW, the second data center ORD01-02 comprises 25,920m2 of space with a capacity of 54MW, and the third data center ORD01-03 comprises 25,920m2 of space with a capacity of 54MW. The facility draws power from the utility grid supplied by ComEd. The facility is committed to operating on 100% renewable energy. It utilises closed air loop and liquid cooling system with N+1 redundancy. The project will support the increasing requirements of artificial intelligence (AI) workloads. Clune Construction Company has been appointed as the contractor. | 42.0237 | -87.9639 | The project involves the construction of an 89,001m2 data center campus with a consumption capacity of 270MW campus on 12.14ha of land in Elk Grove Village, Illinois, the US. The US$1,000 million project includes the following: 1. Construction of three, three-story data center buildings 2. Construction of 18 data halls 3. Construction of meeting rooms 4. Construction of office space 5. Construction of storage facilities 6. Construction of parking facilities 7. Installation of safety and security systems | Heating, ventilation and air conditioning (HVAC); Hyperscale Data Center |  |  | February 2026 - Construction works are underway. June 2025 - Construction works are underway on ORD01-01. January 2025 - Construction works are underway. May 2024 - A topping-out ceremony was held. March 05, 2024 - We have not been able to obtain further updates on this project. We have retained the same project stage and amended the key dates accordingly. We will update the profile as soon as we obtain any new information. April 2023 - Construction activities are underway. November 2022 - A groundbreaking ceremony was held. June 2022 - Planning activities are underway. Q3 2021 - PDC announced plans to build a new data center campus in Illinois. | Project work on Schedule | 1 | Not Funded / Unconfirmed | Private | Prime Data Centers LLC | Clune Construction Company
560252 | 560252 | 2026-02-25 15:58 | Tryfacta – Tryfacta AI Data Center – Uttar Pradesh | Tryfacta – Tryfacta AI Data Center – Uttar Pradesh | https://construction.globaldata.com/Projects/Overview/560252 | Announced | Parent | 7703 | 2026 Q1 | 2028 Q2 | 2030 Q4 | Asia-Pacific | India | Uttar Pradesh |  |  |  | Commercial & Leisure | Data Center | Data Center |  | Low | New | Onshore | Tryfacta Inc (Tryfacta) is planning to construct an AI, hyperscale data center exact location of which is yet to be announced in Uttar Pradesh, India. The project involves the construction of a 1,000MW data center campus. It includes data halls, server rooms, and substations, and the installation of racks, generators, cooling systems, and safety and security systems. The project is expected to include grid power, natural gas generation, solar energy, battery storage, and future nuclear integration. In February 2026, Tryfacta signed a Memorandum of Understanding (MoU) with the Government of Uttar Pradesh for the development of the project. | 27.0389 | 75.5665 | The project involves the construction of a 1,000MW data center campus in Uttar Pradesh, India. The US$7,700 million project includes the following: 1. Construction of data halls 2. Construction of server rooms 3. Construction of substations 4. Installation of racks 5. Installation of generators 6. Installation of cooling systems 7. Installation of safety and security systems | Hyperscale Data Center |  |  | February 2026 - Tryfacta signed a Memorandum of Understanding (MoU) with the Government of Uttar Pradesh for the development of the project. January 2026 - Tryfacta announced plans to construct a data center in Uttar Pradesh. | No Major Development | 0 | Not Funded / Unconfirmed | Private | Tryfacta Inc
536157 | 536157 | 2026-02-25 15:54 | WULF – Lake Mariner Data Center Campus Building 5 – New York | WULF – Lake Mariner Data Center Campus Building 5 – New York | https://construction.globaldata.com/Projects/Overview/536157 | Execution | Parent | 500 | 2024 Q1 | 2024 Q3 | 2026 Q4 | North America | United States | New York |  | Somerset | 14012 | Commercial & Leisure | Data Center | Data Center |  |  | New | Onshore | TeraWulf Inc. (WULF) is undertaking the construction of a colocation, AI data center at Lake Mariner campus in Somerset, New York, the US. The project involves the construction of a data center building on 10ha of land with a consumption capacity of 160MW. It includes the construction of data halls with racks, meeting rooms, office space, storage facilities and parking facilities, and the installation of power and cooling systems, safety and security systems. CB-5 will be purpose-built for high-density, liquid-cooled workloads engineered to meet the scale, density and resiliency required for next-generation compute, leveraging Lake Mariner’s dual 345kV transmission lines, sustainable water cooling, and ultra-low-latency connectivity. Morgan Stanley has been appointed as the financial advisor, Paul, Weiss, Rifkind, Wharton & Garrison LLP and Stutzman, Bromberg, Esserman & Plifka, P.C. as the legal advisors, and Beowulf Electricity & Data Inc. as the contractor. Construction commenced in the third quarter of 2024 and is expected to be completed in the fourth quarter of 2026. | 43.3486 | -78.5553 | The project involves the construction of a data center building on 10ha of land with a consumption capacity of 160MW at Lake Mariner in Somerset, New York, the US. The US$500 million project includes the following: 1. Construction of data halls with racks 2. Construction of meeting rooms 3. Construction of office space 4. Construction of storage facilities 5. Construction of parking facilities 6. Installation of power and cooling systems 7. Installation of safety and security systems | Colocation Data Center; Heating, ventilation and air conditioning (HVAC) |  |  | February 2026 - Construction work is underway. August 2025 - WULF has signed a 10-year AI Hosting agreements with Fluidstack. July 2024 - Construction work commenced. Q1 2024 - WULF announced plans to construct building 5 at Lake Mariner data center campus in Western New York. | Project work on Schedule | 1 | Not Funded / Unconfirmed | Private | TeraWulf Inc | Beowulf Electricity & Data Inc
333645 | 333645 | 2026-02-25 15:53 | Prime DCS – SJC03 Data Center – California | Prime DCS – SJC03 Data Center – California | https://construction.globaldata.com/Projects/Overview/333645 | Execution | Parent | 90 | 2019 Q1 | 2022 Q4 | 2026 Q4 | North America | United States | California | Santa Clara | 2175 Martin Avenue | 95050 | Commercial & Leisure | Data Center | Data Center |  |  | New | Onshore | Prime Data Centers (PDC) is undertaking the construction of an enterprise data center at 2175 Martin Avenue in Santa Clara, California, the US. The project involves the construction of a three-story 7,430m2 data center with a consumption capacity of 9MW and is being implemented in phases. It includes the construction of 17 data halls, meeting rooms, server rooms and parking facilities, and the installation of equipment. Gensler and M. Arthur Gensler Jr. & Associates Inc are appointed as the architect, Paradigm Structural Engineers Inc as the structural engineer, and PACIFIC STAIR CO. as a MEI sub-contractor. The project will be powered by Silicon Valley Power (SVP) and Pacific Gas and Electric Company (PG&E), and it will utilise a closed air loop and liquid cooling systems. | 37.3667 | -121.9651 | The project involves the construction of a three-story 7,430m2 data center with a consumption capacity of 9MW in Santa Clara, California, the US. The US$90 million project includes the following: 1. Construction of 17 data halls 2. Construction of meeting rooms 3. Construction of server rooms 4. Construction of parking facilities 5. Installation of equipment | Enterprise Data Center; Green data center |  |  | February 2026 - Construction activities are underway. August 2025 - Construction activities are underway. October 2024 - Construction activities are underway. November 2023 - Construction activities are underway. November 2022 - Construction works were commenced. December 2021 - We have not been able to obtain further updates on this project. We have retained the same project stage and amended the key dates accordingly. We will update the profile as soon as we obtain any new information. May 2021 - Design activities are underway. October 2020 - Design activities are underway. Q1 2019 - Lightstone announced plans to construct a data center in Santa Clara, California, the US. | Project work on Schedule | 1 | Not Funded / Unconfirmed | Private | Prime Data Centers LLC |  | M. Arthur Gensler Jr. & Associates Inc | Paradigm Structural Engineers Inc
560363 | 560363 | 2026-02-25 15:46 | Al Moammar Info Sys – Sahayeb Data Centre Expansion in Dammam – Eastern Province | Al Moammar Info Sys – Sahayeb Data Centre Expansion in Dammam – Eastern Province | https://construction.globaldata.com/Projects/Overview/560363 | Tender | Parent | 200 | 2024 Q2 | 2026 Q3 | 2028 Q4 | Middle East and Africa | Saudi Arabia | Eastern Province | Dammam |  |  | Commercial & Leisure | Data Center | Data Center |  | Medium | New | Onshore | Al Moammar Information Systems (MIS) is undertaking the construction of Data Centres at Dammam (DM-1, DM-2, DM-3) in Saudi Arabia. Market sources indicates that there is no progress on the project and the companies are waiting for the client approval. | 26.4344 | 50.1033 | Al Moammar Information Systems (MIS) is undertaking the construction of Data Centres at Dammam (DM-1, DM-2, DM-3) in Saudi Arabia. The US$200 million project includes the following: 1. Construction of data centre 2. Construction of server rooms 3. Construction of control rooms 4. Installation of security systems 5. Installation of electrical equipment 6. Installation of safety and security equipment |  | Al Moammar Information Systems (MIS) is undertaking the construction of a Data Center in Dammam. |  | February 2026 - Market sources indicates that there is no progress on the project and the companies are waiting for the client approval. November 14, 2025 - The main contract technical bids are submitted on September 28, 2025. | No Major Development | 0 | Not Funded / Unconfirmed | Private | Al Moammar Information Systems Co
560359 | 560359 | 2026-02-25 15:46 | Al Moammar Info Sys/ Saudi Fransi Capital – Sahayeb Data Center in Riyadh – Ar Riyad | Al Moammar Info Sys/ Saudi Fransi Capital – Sahayeb Data Center in Riyadh – Ar Riyad | https://construction.globaldata.com/Projects/Overview/560359 | Execution | Parent | 100 | 2023 Q2 | 2024 Q4 | 2026 Q3 | Middle East and Africa | Saudi Arabia | Ar Riyad | Riyadh |  |  | Commercial & Leisure | Data Center | Data Center |  |  | New | Onshore | Al Moammar Information Systems (MIS) is undertaking the construction of a 3-tier Data Centre at RY-1, RY-2, and RY-3 in Riyadh, Saudi Arabia. The project involves constructing Phase I of three identical 4MW data centres in Riyadh, totalling 12MW. Phase I includes a two-story office building, a one-story data hall, and external works for each centre. The construction process encompasses site preparation and excavation, building design and structure, installation of power infrastructure like generators and UPS, cooling systems such as HVAC, networking and cabling, security systems including access control and CCTV, fire suppression systems, and installation of raised flooring and ceilings, ensuring a comprehensive and robust data centre setup. The construction works are progressing on the project. | 24.6877 | 46.7219 | Al Moammar Information Systems (MIS) is undertaking the construction of a 3-tier Data Centre at RY-1, RY-2, and RY-3 in Riyadh, Saudi Arabia. The US$100 million project includes the following: 1. Construction of a Data Centre (12 MW) - Phase I: Construction of three (3) identical data centres, each with a capacity of 4 MW. - Phase I includes: - A two-story office building - A one-story data hall - External works for each data centre 2. Site preparation and excavation 3. Building design and structure 4. Power infrastructure (generators, UPS, etc.) 5. Cooling systems (HVAC, air handlers, etc.) 6. Networking and cabling 7. Security systems (access control, CCTV, etc.) 8. Fire suppression systems 9. Installation of raised flooring and ceilings |  | 3-tier Data Centres is being developed at RY-1, RY-2, and RY-3 in Riyadh. |  | February 25, 2026 - The construction works are progressing on the project. | Project work on Schedule | 1 | Not Funded / Unconfirmed | Private | Al Moammar Information Systems Co;Saudi Fransi Capital | Al Hashimia Est for Trading & Contracting |  | Edarat Group
504204 | 504204 | 2026-02-25 15:29 | Atlas Dev – Avemore Data Center Campus – Georgia | Atlas Dev – Avemore Data Center Campus – Georgia | https://construction.globaldata.com/Projects/Overview/504204 | Planning | Parent | 5000 | 2025 Q1 | 2026 Q4 | 2030 Q4 | North America | United States | Georgia | Atlanta | 63 Goldworth Road and 2664 S Van Wert Road in Villa Rica |  | Commercial & Leisure | Data Center | Data Center |  | Low | New | Onshore | Atlas Development is planning to undertake the construction of a data center campus in Carroll County, Georgia, the US. The project involves the construction of a data center campus on 173.21ha of land. It includes the construction of seven 32,515m2 single-story buildings, administrative space, server rooms, parking facilities, the installation of equipment, cooling systems, safety and security systems. The project will be developed in phases and the first phase of development is anticipated to be completed in 2028. Gensler has been appointed as an architect. | 33.749 | -84.388 | The project involves the construction of a data center campus on 173.21ha of land in Carroll County along Highway 61, Hickory Level, and South Van Wert in Georgia, the US. The US$5,000 million project includes the following: 1. Construction of administrative space 2. Construction of server rooms 3. Construction of parking facilities 4. Installation of equipment 5. Installation of cooling systems 6. Installation of safety and security systems | Heating, ventilation and air conditioning (HVAC) |  |  | February 2026 - Planning activities are underway. May 2025 - Project is awaiting for approvals. April 11, 2025 - Atlas Development submitted a development of regional impact application with the Georgia Department of State Affairs. Q1 2025 - Atlas Development has announced plans to build a data center campus in Carroll County. | No Major Development | 0 | Not Funded / Unconfirmed | Private | Atlas Development LLC |  | M. Arthur Gensler Jr. & Associates Inc
451057 | 451057 | 2026-02-25 15:10 | MSFT – Palmetto Data Center – Georgia | MSFT – Palmetto Data Center – Georgia | https://construction.globaldata.com/Projects/Overview/451057 | Execution | Parent | 420 | 2020 Q1 | 2024 Q2 | 2026 Q4 | North America | United States | Georgia |  |  | 30268 | Commercial & Leisure | Data Center | Data Center |  |  | New | Onshore | Microsoft Corp (MSFT) is undertaking the construction of a hyperscale data center in Palmetto, Georgia, the US. The project involves the construction of a 23,225m2 data center on 46ha of land. It includes the construction of server rooms, control rooms, an office space, and a parking facility, and the installation of generators, cooling systems, and safety and security systems. Turner Construction Co. was appointed as the construction contractor. | 33.5179 | -84.6697 | The project involves the construction of a 23,225m2 data center on 46ha of land in Palmetto, Georgia, the US. The US$420 million project includes the following: 1. Construction of server rooms 2. Construction of control rooms 3. Construction of an office space 4. Construction of a parking facility 5. Installation of generators 6. Installation of cooling systems 7. Installation of safety and security systems | Heating, ventilation and air conditioning (HVAC); Hyperscale Data Center |  |  | February 2026 - Construction activities are underway. July 14, 2025 - We have not been able to obtain further updates on this project. We have retained the same project stage and amended the key dates accordingly. We will update the profile as soon as we obtain any new information. July 2024 - Construction works are underway. April 2024 - A groundbreaking ceremony was held, marking the construction commencement. February 2021 - Planning activities are underway. November 2020 - Planning activities are underway. Q1 2020 - MSFT announced plans to build data center in Palmetto. | Project work on Schedule | 1 | Not Funded / Unconfirmed | Private | Microsoft Corp | Turner Construction Co
506018 | 506018 | 2026-02-25 14:43 | JK Land – Cross Mill Data Center – Virginia | JK Land – Cross Mill Data Center – Virginia | https://construction.globaldata.com/Projects/Overview/506018 | Planning | Parent | 400 | 2024 Q4 | 2027 Q2 | 2030 Q4 | North America | United States | Virginia | Leesburg | along Crosstrail Boulevard and Sycolin Road just south of Leesburg Executive Airport. | 20175 | Commercial & Leisure | Data Center | Data Center |  | Medium | New | Onshore | JK Land Holdings is planning to construct a colocation data center in Leesburg, Loudoun County, Virginia, the US. The project involves the construction of a 51,723m2 data center on 8.9ha of land. It includes the construction of storage units, server rooms, administrative facilities, and parking spaces, and the installation of generators, cooling systems, and safety and security systems. | 39.0646 | -77.5529 | The project involves the construction of a 51,723m2 data center on 8.9ha of land in Leesburg, Loudoun County, Virginia, the US. The US$400 million project includes the following: 1. Construction of storage units 2. Construction of server rooms 3. Construction of administrative facilities 4. Construction of parking spaces 5. Installation of cooling systems 6. Installation of generators 7. Installation of safety and security systems | Colocation Data Center; Heating, ventilation and air conditioning (HVAC) |  |  | February 25, 2026 - We have not been able to obtain further updates on this project. We have retained the same project stage and amended the key dates accordingly. We will update the profile as soon as we obtain any new information. July 2025 - The project received rezoning approvals. May 2025 - Planning activities are underway. Q4 2024 - JK Land Holdings announced plans to build a data center in Leesburg. | Information Unavailable |  | Not Funded / Unconfirmed | Private | JK Land Holdings LLC
505199 | 505199 | 2026-02-25 14:21 | Belltown Power – North Texas Data Center Program – Texas | Belltown Power – North Texas Data Center Program – Texas | https://construction.globaldata.com/Projects/Overview/505199 | Execution | Program | 10000 | 2024 Q1 | 2024 Q4 |  | North America | United States | Texas | Texas City | Near Dallas–Fort Worth metroplex |  | Commercial & Leisure | Data Center | Data Center |  |  | New | Onshore | Belltown Power Texas LLC is undertaking the construction of six data centers across North Texas, the US. The program includes the construction of six data centers with a combined capacity of 1,435MW. It includes the construction of data halls, server rooms, and parking facility, and the installation of solar panels, cooling systems, racks, and safety and security systems. Belltown has secured dedicated capacity for its 15MW facility. Five additional data centers are currently progressing through the study phase in collaboration with local utility partners. The specific construction timelines and the precise capacity of each facility have not been revealed. The company plans to integrate renewable energy sources like solar and battery storage into its data centers at a utility scale. | 32.8175 | -97.3552 | The program includes the construction of six data centers with a combined capacity of 1,435MW across north Texas, the US. The US$10,000 million program includes the following: 1. Construction of data halls 2. Construction of server rooms 3. Construction of parking facility 4. Installation of solar panels 5. Installation of cooling systems 6. Installation of racks 7. Installation of safety and security systems | Green data center; Heating, ventilation and air conditioning (HVAC); Hyperscale Data Center |  |  | February 25, 2026 - We have not been able to obtain further updates on this project. We have retained the same project stage and amended the key dates accordingly. We will update the profile as soon as we obtain any new information. | Information Unavailable |  | Not Funded / Unconfirmed | Private | Belltown Power Texas LLC
510684 | 510684 | 2026-02-25 14:16 | DataNovaX – Pioneer Park Data Center Campus – Texas | DataNovaX – Pioneer Park Data Center Campus – Texas | https://construction.globaldata.com/Projects/Overview/510684 | Planning | Parent | 1000 | 2024 Q1 | 2026 Q4 | 2031 Q1 | North America | United States | Texas | Wichita Falls | I-44 Central East Freeway and Hwy 287 on Airport Drive |  | Commercial & Leisure | Data Center | Data Center |  | Low | New | Onshore | DataNovaX is planning to build a Tier III colocation data center campus at the I-44 Central East Freeway and Hwy 287 on Airport Drive in Wichita Falls, Texas, the US. The project involves the construction of a data center campus. It also includes the construction of data storage rooms, server rooms, control rooms, an office space, laying of transmission lines, and the installation of safety and security systems. It will be developed in two phases. The first phase includes the construction of a 3,437m2 data center with a capacity of 12MW and 40MW. The second phase includes the construction of a 51,097m2 AI and HPC data center with a capacity of 150MW. The facility draws power from both North and West Texas utility grids with 2N+1 redundancy. It will utilize a liquid cooling system supplemented by N+1 redundancy. It has been designed to receive SOC 1 Type II, ISO/IEC 27001, and Gold Standard certificates. ALCATEX, INC. has been appointed as the data center equipment supply contractor. | 33.9145 | -98.51 | The project involves the construction of a data center campus off I-44 Central East Freeway and Hwy 287 on Airport Drive in Wichita Falls, Texas, the US. The US$1,000 million project includes the following: 1. Construction of data storage rooms 2. Construction of server rooms 3. Construction of control rooms 4. Construction of an office space 5. Laying of transmission lines 6. Installation of safety and security systems | Build to suit; Colocation Data Center; Heating, ventilation and air conditioning (HVAC); Tier 3 Data Center |  |  | February 2026 - Planning activities are underway. June 2025 - Planning activities are underway. Q1 2024 - DataNovaX announced plans to build a data center campus in Texas. | No Major Development | 0 | Not Funded / Unconfirmed | Private | DataNovaX
466392 | 466392 | 2026-02-25 14:10 | 5C DC – PHX01 Data Center – Arizona | 5C DC – PHX01 Data Center – Arizona | https://construction.globaldata.com/Projects/Overview/466392 | Planning | Parent | 50 | 2024 Q3 | 2026 Q4 | 2028 Q4 | North America | United States | Arizona | Phoenix |  |  | Commercial & Leisure | Data Center | Data Center |  | Medium | New | Onshore | 5C Data Centers is planning to construct a colocation data center in Phoenix, Arizona, US. The project involves the construction of a 13,000m2 data center with a consumption capacity of 20MW. It includes the construction of server rooms, data halls, meeting rooms, administrative facilities, and storage facilities, and the installation of equipment, generators, and safety and security systems. The facility will be able to accommodate densities of up to 132kW per cabinet and will use direct-to-chip liquid cooling. | 33.4484 | -112.074 | The project involves the construction of a 13,000m2 data center with a consumption capacity of 20MW in Phoenix, Arizona, US. The US$50 million project includes the following: 1. Construction of meeting rooms 2. Construction of data halls 3. Construction of server rooms 4. Construction of administrative facilities 5. Construction of storage facilities 6. Installation of equipment 7. Installation of safety and security systems | Colocation Data Center |  |  | February 25, 2026 - We have not been able to obtain further updates on this project. We have retained the same project stage and amended the key dates accordingly. We will update the profile as soon as we obtain any new information. June 2025 - Planning activities are underway. September 2024 - 5C Data Centers plans to construct a data center in Arizona. | Information Unavailable |  | Not Funded / Unconfirmed | Private | 5C Data Centers
421604 | 421604 | 2026-02-25 14:08 | A3 Capital / Gaw Cap – Cyberjaya Infinaxis Data Center – Kuala Lumpur | A3 Capital / Gaw Cap – Cyberjaya Infinaxis Data Center – Kuala Lumpur | https://construction.globaldata.com/Projects/Overview/421604 | Construction Complete | Parent | 60 | 2022 Q3 | 2023 Q4 | 2026 Q1 | Asia-Pacific | Malaysia | Kuala Lumpur |  | Cyberjaya |  | Commercial & Leisure | Data Center | Data Center |  |  | New | Onshore | Infinaxis Data Centre Platform (Infinaxis), a joint venture formed by Gaw Capital Partners (GCP) and A3 Capital Pte Ltd (A3 Capital), has undertaken the construction of a hyperscale data center in Cyberjaya, Selangor, Malaysia. The project involves the construction of a 17,000m2, seven-story data center comprising 1,341 cabinets with a capacity of 15MW on 1.24ha of land. It includes the construction of nine data halls, an administration building, server rooms, a cafeteria, a parking space, and the installation of safety and security systems. China State Construction Engineering Corporation Ltd has been appointed as the construction contractor, Shaw Architects as an architect, Turner & Townsend as a Project Management Consultant, and HSS Engineering Sdn Bhd as a Consulting Engineer. The facility will be operated on renewable energy. The data center has an energy-efficient design with a target PUE of <= 1.4, with a N+1 generator backup power and flexible UPS configuration ranging from N+1 to 2N, and uses N+1 water-cooled chillers for cooling. | 3.1412 | 101.6865 | The project involves the construction of a 17,000m2, seven-story, data center comprising 1,341 cabinets with a capacity of 15MW on 1.24ha of land in Cyberjaya, Selangor, Malaysia. The US$60 million project includes the following: 1. Construction of nine data halls 2. Construction of an administration building 3. Construction of server rooms 4. Construction of a cafeteria 5. Construction of a parking space 6. Installation of safety and security systems | Elevator; Hyperscale Data Center; Tier 3 Data Center | A data center is constructed in Cyberjaya, Selangor. The project aims to meet the growing customer demand for data center services and support Southeast Asia’s process of data and digitalization. When complete, the proposed data center is to be built with the technology specifications of Tier-3. It has received GreenRE Gold Certification. |  | January 2026 - Construction completed. September 2025 - Construction activities are underway. May 2025 - Construction activities are underway. November 2024 - A topping-out ceremony was held. August 2024 - Construction activities are underway. November 2023 - Construction activities are underway. October 25, 2023 - Groundbreaking ceremony held to start the construction. Q3 2022 - Infinaxis announced plans to build a data center in Cyberjaya. | Construction Completed | 5 | Not Funded / Unconfirmed | Private | A3 Capital Pte Ltd;Gaw Capital Partners | China State Construction Engineering Sdn Bhd | Shaw Architects Sdn Bhd | HSS Engineers Berhad;Turner & Townsend Sdn Bhd
413423 | 413423 | 2026-02-25 13:46 | De Montalt – BioGenia Life Science Park – Oxfordshire | De Montalt – BioGenia Life Science Park – Oxfordshire | https://construction.globaldata.com/Projects/Overview/413423 | Planning | Parent | 55 | 2023 Q1 | 2027 Q2 | 2028 Q4 | Europe | United Kingdom | Oxfordshire |  | Wicklesham Quarry in Faringdon | SN7 7PQ | Institutional | Research Facilities | Other Research Facilities | Data Center; Parking Facilities | Medium | New | Onshore | De Montalt Life Sciences Ltd is planning to construct a science park in Faringdon, Oxfordshire, the UK. The project involves the construction of a 43,000m2 science park across 11.7ha of land. It includes a data center, seven buildings 25m in height, two multi-story car parking, an administrative office, access roads, lounge areas, a cafeteria, meeting rooms, R&D laboratories, and installation of elevators, safety and security systems. Kendall Kingscott Ltd has been appointed as architect, The Landmark Practice as a landscape architect, Mango Planning & Development Ltd as a planner, and Craddy Pitchers Ltd as a civil and structural engineer. In June 2023, De Montalt Life Sciences submitted the planning applications to the Vale of White Horse District Council for approval. In July 2023, Public consultations were held. In January 2026, Oxfordshire County Council approved the outline application. | 51.6461 | -1.5814 | The project involves the construction of a 43,000m2 science park across 11.7ha of land in Faringdon, Oxfordshire, the UK. The US$55 million (GBP42 million) project includes the following: 1. Construction of a data center 2. construction of seven buildings 25m in height 3. Construction of two multi-story car parking 4. Construction of administrative office 5. Construction of access roads 6. Construction of lounge areas 7. Construction of a cafeteria 8. Construction of meeting rooms 9. Construction of R&D laboratories 10. Installation of elevators 11. Installation of safety and security systems |  | A new science park is proposed for construction at Wicklesham Quarry, Faringdon. |  | February 2026 - Planning activities are underway. January 2026 - Oxfordshire County Council approved the outline application. March 2025 - The project is still awaiting approval. April 2024 - The project awaiting for approvals. June 2023 - De Montalt Life Sciences submitted planning application to Vale of White Horse District Council for approvals. Q1 2023 - De Montalt Life Sciences Ltd announced plans to construct a science park in Wicklesham Quarry. | Project work on Schedule | 1 | Not Funded / Unconfirmed | Private | De Montalt Life Sciences Ltd |  | Kendall Kingscott Ltd;The Landmark Practice Ltd | Craddy Pitchers Ltd;Mango Planning & Development Ltd
509855 | 509855 | 2026-02-25 13:30 | Armenia Gov – AI-Data Center Development – Kotayk Province | Armenia Gov – AI-Data Center Development – Kotayk Province | https://construction.globaldata.com/Projects/Overview/509855 | Planning | Parent | 500 | 2025 Q2 | 2026 Q4 | 2027 Q4 | Asia-Pacific | Armenia | Kotayk Province | Hrazdan |  |  | Commercial & Leisure | Data Center | Data Center |  | Low | New | Onshore | The Ministry of High-Tech Industry of the Republic of Armenia is planning to build an AI-powered enterprise data center in Hrazdan, Kotayk Province, Armenia. The project involves the construction of an AI data center with a consumption capacity of 100MW. It includes the construction of server rooms, control rooms, an administrative space, meeting rooms, and parking facilities, the installation of servers, electrical equipment, safety and security systems, cooling systems, and lighting systems. The facility is equipped with NVIDIA Blackwell graphics processing units (GPUs). The project is being funded by Firebird AI and Team Group. NVIDIA Corp is the process technology, Firebird AI and Team Group are the debt companies. | 40.4975 | 44.7662 | The project involves the construction of an AI data center with a consumption capacity of 100MW in Hrazdan, Kotayk Province, Armenia. The US$500 million project includes the following: 1. Construction of server rooms 2. Construction of control rooms 3. Construction of an administrative space 4. Construction of meeting rooms 5. Construction of parking facilities 6. Installation of servers 7. Installation of electrical equipment 8. Installation of safety and security systems 9. Installation of cooling systems 10. Installation of lighting systems | Enterprise Data Center; Heating, ventilation and air conditioning (HVAC) |  |  | February 2026 - Planning activities are underway. September 2025 - Planning activities re underway. June 2025 - Armenia Gov announced a plan to build an AI-Data Center in Armenia. | No Major Development | 0 | Partially Funded | Public/Private | The Government of the Republic of Armenia |  |  | NVIDIA Corp
524253 | 524253 | 2026-02-25 13:29 | Crusoe/ Tallgrass Energy – Project Jade AI Data Center – Wyoming | Crusoe/ Tallgrass Energy – Project Jade AI Data Center – Wyoming | https://construction.globaldata.com/Projects/Overview/524253 | Planning | Parent | 4000 | 2024 Q4 | 2027 Q1 | 2029 Q4 | North America | United States | Wyoming | Cheyenne | Terry Ranch Road, in Laramie County | 82007 | Commercial & Leisure | Data Center | Data Center |  | High | New | Onshore | Crusoe Energy Systems LLC and Tallgrass Energy LP are planning to build an hyperscale AI data center at Terry Ranch Road, Laramie County, in Wyoming, the US. The project involves the construction of a 1,800MW AI data center. It also includes the construction of a natural gas power plant, storage facilities, administrative facilities, parking facilities, service rooms, break rooms, and conference rooms, and the installation of safety and security systems. Encompass Energy Services, LLC, has been appointed as the land surveyor. The facility has been committed to operating on BFC Power's and Cheyenne Power Hub's on-site natural gas power, and will use closed-loop cooling systems to minimize water usage. It will be equipped with reliable uninterruptible power supply (UPS) units and generators for backup power systems. The construction works on the first data center buildings will be completed in 2027. | 41.0476 | -104.8479 | The project involves the construction of a 1,800MW AI data center at Terry Ranch Road, Laramie County, in Wyoming, the US. The US$4,000 million project includes the following: 1. Construction of a natural gas power plant 2. Construction of storage facility 3. Construction of an administrative facility 4. Construction of parking facilities 5. Construction of service rooms 6. Construction of break rooms 7. Construction of conference rooms 8. Installation of safety and security systems | Heating, ventilation and air conditioning (HVAC); Hyperscale Data Center |  |  | February 2026 - Crusoe and Tallgrass have secured local zoning and siting approvals from the City Of Wyoming. October 2025 - The project has received zoning approval from Laramie County. July 2025 - Lazy D Grazing Assoc Inc. has submitted a rezoning application to Laramie County. December 01, 2024 - Crusoe and Tallgrass Energy announced plans to build data center campus in Wyoming. | Project work on Schedule | 1 | Not Funded / Unconfirmed | Private | Crusoe Energy Systems LLC;Tallgrass Energy LP |  |  | Encompass Inc
553003 | 553003 | 2026-02-25 11:27 | Al Moammar Info Sys – Sahayeb Data Centres Expansion in Riyadh – Ar Riyad | Al Moammar Info Sys – Sahayeb Data Centres Expansion in Riyadh – Ar Riyad | https://construction.globaldata.com/Projects/Overview/553003 | Tender | Parent | 200 | 2024 Q2 | 2026 Q3 | 2028 Q4 | Middle East and Africa | Saudi Arabia | Ar Riyad | Riyadh |  |  | Commercial & Leisure | Data Center | Data Center |  | Medium | New | Onshore | Al Moammar Information Systems (MIS) is undertaking the construction of a Data Center at Riyadh (RY-1, RY-2) )in Saudi Arabia. The project involves the 1. Power Infrastructure: Primary power is supplied from the national utility grid, Backup and Resilience: The facility will include N+1 redundant configuration comprising diesel backup generators, static UPS systems, battery banks, and resilient power distribution architecture, Data Centre Type: The project is planned as a hyperscale-ready, carrier-neutral colocation data centre, Cooling Systems: Chilled water system,Energy Efficiency: Designed to achieve low Power Usage Effectiveness (PUE) through energy-efficient electrical and cooling systems, Floor Density Capacity: The loading capacity is around 1,500 kg/m², Power Density: The power density is around 10 kW per rack, Rack Configuration: The facility will support Standard 19-inch IT racks, configurable for high-density and hyperscale deployments. Market sources indicates that there is no progress on the project and the companies are waiting for the client approval. | 24.6877 | 46.7219 | Al Moammar Information Systems (MIS) is undertaking the construction of Data Centres at Riyadh (RY-1, RY-2) in Saudi Arabia. The data centre expansion project has a capacity of 24 MW, within the total capacity of 120 MW. The US$200 million project includes the following: Key Technical Features: 1. Power Infrastructure: Primary power is supplied from the national utility grid 2. Backup and Resilience: The facility will include N+1 redundant configuration comprising diesel backup generators, static UPS systems, battery banks, and resilient power distribution architecture 4. Data Centre Type: The project is planned as a hyperscale-ready, carrier-neutral colocation data centre 5. Cooling Systems: Chilled water system 6. Energy Efficiency: Designed to achieve low Power Usage Effectiveness (PUE) through energy-efficient electrical and cooling systems 7. Floor Density Capacity: The loading capacity is around 1,500 kg/m² 8. Power Density: The power density is around 10 kW per rack. 9. Rack Configuration: The facility will support Standard 19-inch IT racks, configurable for high-density and hyperscale deployments | Hyperscale Data Center | Al Moammar Information Systems (MIS) is undertaking the construction of a Data Center in Riyadh. |  | February 2026 - Market sources indicates that there is no progress on the project and the companies are waiting for the client approval. November 14, 2025 - The main contract technical bids are submitted on September 28, 2025. | Major Tender Work in Progress | 2 | Not Funded / Unconfirmed | Private | Al Moammar Information Systems Co |  |  | Edarat Group
475446 | 475446 | 2026-02-25 11:26 | TECfusions – TECfusions Keystone Connect Data Center – Pennsylvania | TECfusions – TECfusions Keystone Connect Data Center – Pennsylvania | https://construction.globaldata.com/Projects/Overview/475446 | Planning | Parent | 1000 | 2024 Q3 | 2026 Q3 | 2031 Q4 | North America | United States | Pennsylvania |  | 100 Technical Drive | 15068 | Commercial & Leisure | Data Center | Data Center |  | Medium | New | Onshore | TECfusions is planning to construct a new data center facility in Pennsylvania, the US. The project involves the construction of a 46,451m2, 3000MW data center facility on 564ha of land. It involves the construction of server rooms, control rooms, substations, and the installation of generators and safety and security systems. The first phase involves the construction of a 336MW data center. | 40.5698 | -79.7648 | The project involves the construction of a 46,451m2, 3000MW data center facility on 564ha of land at 100 Technical Drive in New Kensington, Pennsylvania, the US. The US$1000 million project includes the following: 1. Construction of server rooms 2. Construction of control rooms 3. Construction of substations 4. Installation of generators 5. Installation of safety and security systems | Heating, ventilation and air conditioning (HVAC) |  |  | February 2026 - Planning activities are underway. November 2025 - Planning activites are underway. January 2025 - Planning activities are underway. Q3 2024 - TECfusions announced plans to build a data center in New Kensington, Pennsylvania. | Project work on Schedule | 1 | Not Funded / Unconfirmed | Private | TECfusions Inc
560273 | 560273 | 2026-02-25 05:03 | USE – Greater Noida Data Center Campus – Uttar Pradesh | USE – Greater Noida Data Center Campus – Uttar Pradesh | https://construction.globaldata.com/Projects/Overview/560273 | Planning | Parent | 275 | 2025 Q4 | 2028 Q1 | 2030 Q4 | Asia-Pacific | India | Uttar Pradesh | Noida |  |  | Commercial & Leisure | Data Center | Data Center |  | Medium | New | Onshore | Universal Success Enterprises Limited (USEL) is planning to construct a hyperscale data center in the Noida/Greater Noida region of Uttar Pradesh in India. The exact location is yet to be finalized. The project involves the construction of a data center with a capacity of 40MW on 4.04ha of land. It includes the construction of data halls with racks, meeting rooms, office space, storage facilities and parking facilities, and the installation of power and cooling systems, safety and security systems. In February 2026, USEL has signed a Memorandum of Understanding (MoU) with the government of Uttar Pradesh to develop a data center park. Construction works are expected to commence in 2028. | 28.58 | 77.33 | The project involves the construction of a data center campus with a capacity of 40MW on 4.04 ha land in Greater Noida region of Uttar Pradesh in India. The US$275 million project includes the following: 1. Construction of data halls 2. Construction of meeting rooms 3. Construction of office space 4. Construction of storage facilities 5. Construction of parking facilities 6. Installation of power and cooling systems 7. Installation of safety and security systems | Hyperscale Data Center |  |  | February 2026 - Planning activities are underway. Q4 2025 - USEL announced plans to build a data center in the Greater Noida region of Uttar Pradesh. | Project work on Schedule | 1 | Not Funded / Unconfirmed | Private | Universal Success Enterprises Pte Ltd
407485 | 407485 | 2026-02-24 18:07 | Converge ICT Solutions Inc – Paranaque Data Center – Metro Manila | Converge ICT Solutions Inc – Paranaque Data Center – Metro Manila | https://construction.globaldata.com/Projects/Overview/407485 | Planning | Parent | 100 | 2023 Q1 | Awaiting Confirmation |  | Asia-Pacific | Philippines | Metro Manila |  |  | 1700 | Commercial & Leisure | Data Center | Data Center |  | Low | New | Onshore | Converge ICT Solutions, Inc (Converge) is planning to build a colocation data center in Paranaque City, Metro Manila, Philippines. The project involves the construction of a 49MW data center on 1.4ha of land. It includes the construction of server rooms, control rooms, administrative facilities, parking facilities, the installation of equipment, and safety and security systems. | 14.4846 | 120.977 | The project involves the construction of a 49MW data center on 1.4ha of land in Paranaque City, Metro Manila, Philippines. The US$100 million project includes the following: 1. Construction of server rooms 2. Construction of control rooms 3. Construction of administration facilities 4. Construction of parking facilities 5. Installation of related equipment 6. Installation of safety and security systems | Colocation Data Center; Heating, ventilation and air conditioning (HVAC) | A hyper-scale data center is proposed to be built in Paranaque City, Metro Manila. The project aims to meet the growing demand of data centers for hyper-scalers in the Philippines. |  | February 24, 2026 - We have not been able to obtain further updates on this project. We have retained the same project stage and amended the key dates accordingly. We will update the profile as soon as we obtain any new information. May 12, 2025 - We have not been able to obtain further updates on this project. We have retained the same project stage and amended the key dates accordingly. We will update the profile as soon as we obtain any new information. July 2024 - Planning activities are underway. March 2023 - Planning activities are underway. Q1 2023 - Converge is planning to construct a data center in Paranaque City. | Information Unavailable |  | Not Funded / Unconfirmed | Private | Converge ICT Solutions Inc
560212 | 560212 | 2026-02-24 17:59 | Tritax Big Box REIT – Project Blackwater Data Center – Essex | Tritax Big Box REIT – Project Blackwater Data Center – Essex | https://construction.globaldata.com/Projects/Overview/560212 | Planning | Parent | 486 | 2025 Q4 | 2027 Q3 | 2028 Q4 | Europe | United Kingdom | Essex | Chelmsford | Land South of Loverose Way | CM2 6TX | Commercial & Leisure | Data Center | Data Center |  | Low | New | Onshore | Tritax Chelmsford PropCo Ltd is planning to construct a hyperscale data center in Chelmsford, Essex, the UK. The project involves the construction of an 86,860m2 two two-story data center buildings with a consumption capacity of 88MW. It includes the construction of data halls, server rooms, an administrative space, and the installation of generators, cooling systems, and safety and security systems. Each building includes the construction of 29,110m2 with a consumption capacity of 44MW. Corgan has been appointed as an architect, McBains as a project management consultant and surveyor, Price & Myers as structural and civil engineers. Hoare Lea as MEP, fire, light, and security consultant, Quod as a consultant, CGL as Geotechnical Consultant, Ramboll as an engineering consultant, Pegasus as landscape architect, Sharps Redmore as Acoustic Consultant, and RPS as Archaeological consultant. Enabling works are scheduled to commence in March 2027, with construction anticipated to commence in the third quarter of 2027 and expected to be completed by the end of 2028. | 51.7345 | 0.47305 | The project involves the construction of an 86,860m2 two two-story data center buildings with a consumption capacity of 88MW in Chelmsford, Essex, the UK. The US$486 million project includes the following: 1. Construction of data halls 2. Construction of server rooms, 3. Construction of an administrative space 4. Installation of generators 5. Installation of cooling systems 6. Installation of safety and security systems | Hyperscale Data Center |  |  | February 2026 - The project is awaiting approvals. December 2025 - Tritax Big Box submitted the project plans to the Chelmsford City Council. Q4 2025 - Tritax Big Box announced plans for the construction of a data center in Chelmsford. | Project Awaiting Approvals | 0 | Not Funded / Unconfirmed | Private | Tritax Big Box REIT Plc |  | Corgan Associates Inc;Pegasus Planning Group Ltd | Card Geotechnics Ltd;Hoare Lea LLP;McBains International Ltd;Price & Myers;Quod Ltd;Ramboll UK Ltd;RPS Group Ltd;Sharps Redmore Acoustic Consultants
525737 | 525737 | 2026-02-24 17:57 | Sify – HCL IT City Data Center – Uttar Pradesh | Sify – HCL IT City Data Center – Uttar Pradesh | https://construction.globaldata.com/Projects/Overview/525737 | Execution | Parent | 120 | 2024 Q1 | 2025 Q1 | 2026 Q4 | Asia-Pacific | India | Uttar Pradesh | Lucknow | HCL IT City | 226002 | Commercial & Leisure | Data Center | Data Center |  |  | New | Onshore | Sify Infinit Spaces is undertaking the construction of an edge data center at the HCL IT City campus on Sultanpur Road in Lucknow, Uttar Pradesh, India. The project involves the construction of a data center with a consumption capacity of 130MW. It includes the construction of server rooms with racks, control rooms, an administrative space, storage space, meet-me rooms, and the installation of generators, air conditioning, safety, and security systems. The project will be developed in four phases. Construction work on the first phase commenced in February 2025. | 26.7922 | 81.0207 | The project involves the construction of a data center with a consumption capacity of 130MW in Lucknow, Uttar Pradesh, India. The US$120 million project includes the following: 1. Construction of server rooms with racks 2. Construction of control rooms 3. Construction of an administrative space 4. Construction of storage space 5. Construction of meet-me rooms 6. Installation of generators 7. Installation of equipment 8. Installation of advanced cooling systems 9. Installation of safety and security systems | Edge Data Center; Heating, ventilation and air conditioning (HVAC) |  |  | February 2026 - Construction works are nearing completion. August 2025 - Construction activities are underway. February 23, 2025 - Ground breaking ceremony was held on first phase, marking the start of construction. Q1 2024 - Sify announced plans to build a data center in Lucknow. | Project work on Schedule | 1 | Not Funded / Unconfirmed | Private | Sify Infinit Spaces Ltd
540727 | 540727 | 2026-02-24 17:50 | Vantage DC – TX21 Data Center – Texas | Vantage DC – TX21 Data Center – Texas | https://construction.globaldata.com/Projects/Overview/540727 | Execution | Parent | 157 | 2023 Q3 | 2024 Q1 | 2026 Q2 | North America | United States | Texas | San Antonio | 5207 Rogers Rd | 78251 | Commercial & Leisure | Data Center | Data Center |  |  | New | Onshore | Vantage Data Centers Management Co LLC (VDC) is undertaking the construction of a colocation data center called "VDC TX21" at 5207 Rogers Road, Bexar County, San Antonio, Texas, the US. The project involves the construction of a three-story 33,445m2 data center with a consumption capacity of 16MW on 12ha of land. It includes data halls, a CPS substation, conference rooms, break rooms, meet-me rooms, server rooms and parking spaces, and the installation of racks and safety and security systems. The facility is committed to operating on a utility grid from an on-site CPS Energy substation. It is equipped with reliable uninterruptible power supply (UPS) units and 33 diesel generators for backup power systems. It also features an advanced cooling system, ensuring optimal performance and efficiency with maximum reliability. Engineering Consulting Services Ltd and Ramboll Group AS have been appointed as the consulting engineers, Corgan Associates Inc as the architect, and HITT Contracting Inc as the main contractor for the project. In November 2023, Vantage submitted a planning application to the Texas Department of Licensing and Regulation. | 29.4789 | -98.6972 | The project involves the construction of a three-story 33,445m2 data center with a consumption capacity of 16MW on 12of land at 5207 Rogers Road, Bexar County, San Antonio, Texas, the US. The US$157 million project includes the following: 1. Construction of data halls 2. Construction of conference rooms 3. Construction of a CPS substation 4. Construction of meet-me rooms 5. Construction of parking spaces 6. Installation of 33 generators 7. Installation of racks 8. Installation of safety and security systems | Artificial Intelligence; Colocation Data Center; Emergency power/Backup power; Heating, ventilation and air conditioning (HVAC) |  |  | February 2026 - Construction works are underway. October 2025 - Construction works are underway. April 2024 - Construction works are underway. November 2023 - Vantage submitted a planning application to the Texas Department of Licensing and Regulation. Q3 2023 - Vantage announced plans to build a data center in Texas. | Project work on Schedule | 1 | Not Funded / Unconfirmed | Private | Vantage Data Centers Management Co LLC | HITT Contracting Inc | Corgan Associates Inc | Engineering Consulting Services Ltd;Ramboll Group AS
510701 | 510701 | 2026-02-24 17:34 | CVD – Moose Jaw AI Data Center – Saskatchewan | CVD – Moose Jaw AI Data Center – Saskatchewan | https://construction.globaldata.com/Projects/Overview/510701 | Planning | Parent | 354 | 2019 Q1 | 2026 Q4 | 2030 Q4 | North America | Canada | Saskatchewan | Moose Jaw |  |  | Commercial & Leisure | Data Center | Data Center |  | Low | Redevelopment | Onshore | Carpere Canada is planning the construction of an artificial intelligence data center in Moose Jaw, Saskatchewan, Canada. The project involves the construction of a 30,379m2 data center with a consumption capacity of 150MW. It includes the construction of an 835m2 AI data center in Phase 1, and a 6,464m2 AI data center in phase 3 and the renovation of 8,146m2 former residence buildings into a wellness care center and the redevelopment of the former administration and hospital building and the former kitchen and dining building into greenhouses and the installation of generators, cooling systems, and safety and security systems. Ray Gosselin Architect has been appointed as an architect, Associated Engineering as a civil engineer, CanNorth Environmental Services as an environmental consultant, McElhanney Ltd. and Wallace Insights as consultants, and Thurber Engineering Ltd. as a geotechnical consultant. Carpere is working to secure power infrastructure from SaskPower. The project is scheduled to be completed by 2030. | 50.3679 | -105.5446 | The project involves the redevelopment of the former Valley View Centre site into a 150MW AI data center in Moose Jaw, Saskatchewan, Canada. The US$354 million project includes the following: 1. Construction of an 835m2 AI data center in Phase 1 2. Construction of a 6,464m2 AI data center in phase 3 3. Renovation of 8,146m2 former residence buildings into a wellness care center 4. Redevelopment of the former administration and hospital building and the former kitchen and dining building into greenhouses 5. Installation of generators 6. Installation of cooling systems 7. Installation of safety and security systems | Artificial Intelligence; Colocation Data Center |  |  | February 2026 - Planning activities are underway. June 2025 - Planning activities are underway. February 2023 - Planning activities are underway. October 2019 - McElhanney Consulting conducted a Phase 1 Environmental Site Assessment (ESA). Q1 2019 - Carpere Canada announced plans to redevelop Valley View Center in Moose Jaw. | No Major Development | 0 | Not Funded / Unconfirmed | Private | The Carpere Valley Development Corp |  | Ray Gosselin Architect Ltd | Associated Engineering;Canada North Environmental Services;McElhanney Consulting Services Ltd;Thurber Engineering Ltd;Wallace Insights
504622 | 504622 | 2026-02-24 17:22 | US Navy – Andersen Air Force Base Data Center – Yigo | US Navy – Andersen Air Force Base Data Center – Yigo | https://construction.globaldata.com/Projects/Overview/504622 | Tender | Parent | 250 | 2024 Q1 | 2026 Q4 | 2028 Q4 | Asia-Pacific | Guam | Yigo | Yigo Village | Andersen Air Force Base |  | Commercial & Leisure | Data Center | Data Center |  | Low | New | Onshore | The US Navy is planning to construct an enterprise data center at Andersen Air Force Base in Guam. The project involves the construction of a 26,755m2 two-story data center. It includes the construction of an administrative space, server rooms, a 5,760m2 generator building, parking facilities, and the installation of equipment, generators, cooling systems, and safety and security systems. The data center will be equipped with a precision cooling system, UPS (Uninterruptible Power Supply), and a fire suppression system to ensure optimal performance and safety. | 13.5596 | 144.9263 | The project involves the construction of a 26,755m2 two-story data center in Guam. The US$250 million project includes the following: 1. Construction of an administrative space 2. Construction of server rooms 3. Construction of a 5,760m2 generator building 4. Construction of parking facilities 5. Installation of equipment 6. Installation of generators 7. Installation of cooling systems 8. Installation of safety and security systems | Enterprise Data Center; Heating, ventilation and air conditioning (HVAC) |  |  | February 2026 - Tender activities are underway. June 2025 - Submitted tenders are being evaluated. May 2025 - Tender submissions were closed. February 2025 - Tender issued to appoint contractor. Q1 2024 - The US Navy announced plans for the construtcion of a data center in Guam. | No Major Development | 0 | Not Funded / Unconfirmed | Private | U.S. Navy
416342 | 416342 | 2026-02-24 17:13 | PowerHouse/ Town Lane – Charlotte Data Center Campus – North Carolina | PowerHouse/ Town Lane – Charlotte Data Center Campus – North Carolina | https://construction.globaldata.com/Projects/Overview/416342 | Planning | Parent | 1300 | 2023 Q1 | 2026 Q3 | 2027 Q4 | North America | United States | North Carolina | Charlotte | between Interstate 485 and University City Boulevard | 28213 | Commercial & Leisure | Data Center | Data Center |  | Low | New | Onshore | A joint venture between PowerHouse Data Centers (PDC), a division of American Real Estate Partners (AREP), and Town Lane is planning to undertake the construction of a hyperscale data center campus between Interstate 485 and University City Boulevard in Charlotte, North Carolina, the US. The project involves the construction of a 232,255m2 data center campus on 49.37ha of land with a capacity of 300MW. It includes the construction of four data center buildings, data halls, meeting rooms, office space, storage facilities and parking facilities, and the installation of power and cooling systems, safety and security systems. The project will be developed in two phases. The project aims to support the increasing requirements of AI workloads. It is located close to an existing Duke Energy substation. Duke Energy to build an additional substation potentially expanding power capacity up to 500MW. The project will create 15 to 30 operational jobs. Simpson Thacher & Bartlett LLP and Arnold & Porter LLP has been appointed as legal advisors. Construction works are scheduled to be completed in 2027. | 35.2986 | -80.7222 | The project involves the construction of a 232,255m2 data center campus on 49.37ha of land with a capacity of 300MW in Charlotte, North Carolina, the US. The US$1,300 million project includes the following: 1. Construction of four data center buildings 2. Construction of data halls 3. Construction of meeting rooms 4. Construction of office space 5. Construction of storage facilities 6. Construction of parking facilities 7. Installation of power and cooling systems 8. Installation of safety and security systems | Heating, ventilation and air conditioning (HVAC); Hyperscale Data Center |  |  | February 24, 2026 - We have not been able to obtain further updates on this project. We have retained the same project stage and amended the key dates accordingly. We will update the profile as soon as we obtain any new information. August 2025 - Planning activities are underway. January 2025 - Planning activities are underway. September 2024 - Town Lane and PowerHouse Data Centers have completed the purchase of land. August 06, 2024 - We have not been able to obtain further updates on this project. We have retained the same project stage and amended the key dates accordingly. We will update the profile as soon as we obtain any new information. September 2023 - Charlotte City Council approved the rezoning request for the project. Q1 2023 - PowerHouse announced plans to construct a data center in Charlotte. | Information Unavailable |  | Not Funded / Unconfirmed | Private | PowerHouse Data Centers;Town Lane
420714 | 420714 | 2026-02-24 16:33 | DoE US – Newport News High Performance AI Data Facility Hub – Virginia | DoE US – Newport News High Performance AI Data Facility Hub – Virginia | https://construction.globaldata.com/Projects/Overview/420714 | Planning | Parent | 500 | 2022 Q4 | 2027 Q3 | 2031 Q3 | North America | United States | Virginia | Newport News |  |  | Commercial & Leisure | Data Center | Data Center |  | Low | New | Onshore | The U.S. Department of Energy (DOE) is planning to undertake the construction of a high-performance, enterprise, AI data facility hub in Newport News, Virginia, the US. The project involves the construction of a data facility hub. It includes the construction of a research space, an administrative space, car parking spaces, and the installation of safety and security systems. Thomas Jefferson National Accelerator Facility (Jefferson Lab) will partner with Lawrence Berkeley National Laboratory (Berkeley Lab) to form a joint project team led by Jefferson Lab to design and build the project. The Commonwealth of Virginia has provided US$6 million in seed funding and committed another US$43 million to build the project. The project is scheduled for completion by 2029. | 37.0834 | -76.4697 | The project involves the construction of a data facility hub in Newport News, Virginia, the US. The US$500 million project includes the following: 1. Construction of a research space 2. Construction of an administrative space 3. Construction of car parking spaces 4. Installation of safety and security systems | Artificial Intelligence; Heating, ventilation and air conditioning (HVAC) | The High Performance Data Facility Hub (HPDF) is proposed to be built in Newport News. The project aims to create a new scientific user facility specializing in advanced infrastructure for data-intensive science. |  | February 2026 - Planning activities are underway. October 2025 - Project plan announcement event held. August 2025 - Planning activities are underway. September 2024 - Planning activities are underway. October 2023 - DOE announced the selection of Thomas Jefferson National Accelerator Facility (Jefferson Lab) as the lead for the project. Q4 2022 - DOE announced plans to build the High Performance Data Facility Hub in Newport News. | No Major Development | 0 | Not Funded / Unconfirmed | Private | US Department of Energy |  | Jefferson Lab;Lawrence Berkeley National Laboratory
525951 | 525951 | 2026-02-24 15:48 | Equinix – DC17 Data Center – Virginia | Equinix – DC17 Data Center – Virginia | https://construction.globaldata.com/Projects/Overview/525951 | Execution | Parent | 622 | 2024 Q1 | 2025 Q2 | 2027 Q4 | North America | United States | Virginia | Ashburn | 44710 Performance Circle | 20147 | Commercial & Leisure | Data Center | Data Center |  |  | New | Onshore | Equinix is undertaking the construction of a colocation data center at 44710 Performance Circle in Ashburn, Virginia, the US. The project involves the construction of a data center with a consumption capacity of 50MW with 4,700 racks. It includes the construction of server rooms, control rooms, an administrative space, storage space, meet-me rooms, and the installation of generators, air conditioning, safety, and security systems. The project is being developed in two phases. Phase one involves the construction of a data center with 2,350 racks, and phase two with 2,350 racks. The project is committed to operating on 100% renewable energy. It utilises N+2 generators for power backup and will use N+2 redundancy for cooling. Construction works on the first phase are expected to be completed in the second quarter of 2027, and the second phase in the fourth quarter of 2027. | 39.0249 | -77.456 | The project involves the construction of a 31,401m2 data center with a consumption capacity of 50MW with 4,700 racks in Ashburn, Virginia, the US. The US$622 million project includes the following: 1. Construction of server rooms 2. Construction of control rooms 3. Construction of an administrative space 4. Construction of storage space 5. Construction of meet-me rooms 6. Installation of generators 7. Installation of equipment 8. Installation of advanced cooling systems 9. Installation of safety and security systems | Colocation Data Center; Green data center; Heating, ventilation and air conditioning (HVAC) |  |  | February 2026 - Construction activities are underway. August 2025 - Construction activities are underway. April 2025 - Construction activities are underway. Q1 2024 - Equinix announced plans to build a data center in Ashburn. | Project work on Schedule | 1 | Not Funded / Unconfirmed | Private | Equinix Inc
491794 | 491794 | 2026-02-24 15:23 | Prologis – Project Steel Data Center – Illinois | Prologis – Project Steel Data Center – Illinois | https://construction.globaldata.com/Projects/Overview/491794 | Planning | Parent | 3000 | 2024 Q4 | 2027 Q3 | 2047 Q1 | North America | United States | Illinois | Yorkville | between Galena Road, Eldamain Road and Corneils Road | 60545 | Commercial & Leisure | Data Center | Data Center |  | Medium | New | Onshore | Prologis, Inc. is planning to build a hyperscale data center on east of Eldamain Road, Yorkville, Illinois, the US. The project involves the construction of a data center campus on 218ha of land. It includes the construction of 24, two-story buildings with 37,161m2 each, an administrative space, server rooms with racks, meeting rooms, three electric substations, a utility switchyard, parking facilities, the installation of elevators, power and cooling systems, safety and security systems. The project will be developed in three phases. The project will support hyperscale and artificial intelligence (AI) driven workloads. The project is committed to operating on 100% renewable energy. The facility draws power from the utility grid. Soundscape Engineering and Shiner Acoustics, LLC have been appointed as acoustical consultants. Construction on the first phase is expected to commence in the third quarter of 2027 and the entire project will be fully developed over the time of 20 years. | 41.6948 | -88.4881 | The project involves the construction of a data center campus comprising 24, two-story buildings 37,161m2 each on 218ha of land on east of Eldamain Road, Yorkville, Illinois, the US. The US$3,000 million project includes the following: 1. Construction of an administrative space 2. Construction of server rooms with racks 3. Construction of meeting rooms 4. Construction of three electric substations 5. Construction of a utility switchyard 6. Construction of parking facilities 7. Installation of elevators 8. Installation of power and cooling systems 9. Installation of safety and security systems | Elevator; Heating, ventilation and air conditioning (HVAC) |  |  | February 2026 - Planning activities are underway. October 2025 - Prologis has submitted a traffic impact study to the City of Yorkville. August 2025 - The Yorkville Planning and Zoning Commission approved a rezoning request for the project. March 2025 - Prologis submitted applications for requesting annexation, rezoning to M-2 General Manufacturing District, Planned Unit Development (PUD), and preliminary PUD plan approval to United City of Yorkville. Q4 2024 - Prologis announced plans to build Project Steel in Yorkville. | Project work on Schedule | 1 | Not Funded / Unconfirmed | Private | Prologis Inc |  |  | Shiner Acoustics LLC;Soundscape Engineering LLC
345724 | 345724 | 2026-02-24 15:21 | Google – Beauharnais Data Centre – Quebec | Google – Beauharnais Data Centre – Quebec | https://construction.globaldata.com/Projects/Overview/345724 | Planning | Parent | 600 | 2021 Q2 | 2026 Q4 | 2029 Q3 | North America | Canada | Quebec | Quebec | Beauharnois |  | Commercial & Leisure | Data Center | Data Center |  | Low | New | Onshore | Google is planning to construct a data center in Beauharnais, Quebec, Canada. The project involves the construction of a data center on 60ha of land. It includes the construction of data halls with racks, meeting rooms, office space, storage facilities and parking facilities, and the installation of power and cooling systems, safety and security systems. The project is committed to operating on 100% renewable energy. | 46.8123 | -71.2145 | The project involves the construction of a data center on 60ha of land in Beauharnais, Quebec, Canada. The US$600 million project includes the following: 1. Construction of data halls 2. Construction of meeting rooms 3. Construction of office space 4. Construction of storage facilities 5. Construction of parking facilities 6. Installation of power and cooling systems 7. Installation of safety and security systems | Heating, ventilation and air conditioning (HVAC); Hyperscale Data Center | A data center facility is planned to build in Beauharnais. Google is looking to run its entire business on clean electricity every hour of every day by 2030. Once the project commences, it is estimated to generate well-paid jobs, both during the construction and in the operation of the future. |  | February 2026 - Planning activities are underway. August 2025 - Planning activities are underway. October 2024 - Planning activities are underway. December 2023 - Planning activities are underway. Q1 2023 - Planning activities are underway. March 2022 - The project is in the early stage of development. Q4 2021 - The project site acquired from Hydro-Quebec. Q3 2021 - Planning activities are underway. Q2 2021 - Google announced plans to construct a data center in Beauharnais Quebec. | No Major Development | 0 | Not Funded / Unconfirmed | Private | Google LLC
504998 | 504998 | 2026-02-24 15:21 | Atlas Dev – Project Gracie Data Center Campus – Georgia | Atlas Dev – Project Gracie Data Center Campus – Georgia | https://construction.globaldata.com/Projects/Overview/504998 | Planning | Parent | 500 | 2025 Q1 | 2027 Q1 | 2032 Q4 | North America | United States | Georgia | Rome | 150 Vann Road Northwest, Floyd County | 30165 | Commercial & Leisure | Data Center | Data Center |  | Medium | New | Onshore | Atlas Development is planning to undertake the construction of a data center in Floyd County, Georgia, the US. The project involves the construction of a 222,503m2 data center campus. It includes the construction of administrative space, server rooms and parking facilities, and the installation of equipment, cooling systems, safety and security systems. Jenkins, Bowen and Walker, P.C. has been appointed as the legal advisor. The construction is anticipated to be completed in 2032. | 34.2668 | -85.2986 | The project involves the construction of a 222,503m2 data center campus in Floyd County, Rome, Georgia, the US. The US$500 million project includes the following: 1. Construction of administrative space 2. Construction of server rooms 3. Construction of parking facilities 4. Installation of equipment 5. Installation of cooling systems 6. Installation of safety and security systems | Colocation Data Center; Heating, ventilation and air conditioning (HVAC) |  |  | February 2026 - Planning activities are underway. May 2025 - Atlas has filled zoning application with the council. Q1 2025 - Atlas announced plans to build a data center campus in Floyd County. | No Major Development | 0 | Not Funded / Unconfirmed | Private | Atlas Development LLC
559612 | 559612 | 2026-02-24 14:15 | AirTrunk/ Humain – Titan 50 MW Data Center – Ar Riyad | AirTrunk/ Humain – Titan 50 MW Data Center – Ar Riyad | https://construction.globaldata.com/Projects/Overview/559612 | Tender | Parent | 400 | 2024 Q3 | 2026 Q3 | 2029 Q4 | Middle East and Africa | Saudi Arabia | Ar Riyad | Riyadh |  |  | Commercial & Leisure | Data Center | Data Center |  | Medium | New | Onshore | AirTrunk/ Humain is undertaking the construction of 50 MW Data Center named "Titan" in Riyadh, Saudi Arabia. The project involves the construction of a data center building. It also includes the construction of administrative space, parking facilities, associated facilities, HVAC installation, power systems installation, and safety and security systems. | 24.6877 | 46.7219 | AirTrunk/ Humain is undertaking the construction of 50 MW Data Center named "Titan" in Riyadh, Saudi Arabia. The US$400 million project includes the following: 1. Construction of data center 2. Construction of an administrative space 3. Installation of electrical equipment 4. Installation of power systems 5. Installation of the safety and security system 6. Construction of associated facilities |  | A data center is being built in Riyadh. |  | February 24, 2026 - The main contract bids are submitted and the project is currently under post tender clarification stage. | Major Tender Work in Progress | 2 | Not Funded / Unconfirmed | Private | AirTrunk Operating Pty Ltd;Al-Mustaqbal Lil-Thaka Al-Istinai Co
472757 | 471820 | 2026-02-24 14:08 | QScale – Q01 AI Data Center: Phase IV – Quebec | QScale – Q01 AI Data Center – Quebec | https://construction.globaldata.com/Projects/Overview/472757 | Execution | Sub | 130 | 2020 Q3 | 2025 Q1 | 2027 Q3 | North America | Canada | Quebec | Quebec | Albert-Dion street, Levis | G7A 5M9 | Commercial & Leisure | Data Center | Data Center |  |  | Expansion | Onshore | QScale is undertaking the construction of a tier III, colocation, AI data center in Quebec city, Canada. The project involves the construction of a 12MW data center on 3,623m2 area. It includes the construction of server rooms, control rooms and an administrative space, and the installation of related machinery and safety and security systems. The project will be powered by 100% clean and renewable energy, and it will utilise ultra-dense liquid-cooled racks at 600kW+ per cabinet, alongside traditional air-cooled servers in the same environment. It is designed with an ISO 27001–certified information security management system. QScale secured funding from Desjardins Group, Scotiabank, and Export Development Canada. Norbec Inc has been appointed as a data center equipment supply contractor, Menkes Shooner Dagenais LeTourneux Architectes as an architect, L2C Experts Conseils en Structure as a structural engineer, and Construction Dinamo Inc as a contractor. | 46.8567 | -71.6746 | The project involves the construction of a 12MW data center on 3,623m2 area in Quebec city, Canada The US$130 million project includes the following: 1. Construction of server rooms 2. Construction of control rooms 3. Construction of an administrative space 4. Installation of related machinery 5. Installation of safety and security systems | Artificial Intelligence; Colocation Data Center; Tier 3 Data Center |  |  | February 2026 - Construction works are underway. August 2025 - Construction works are underway. February 2025 - Construction works commenced. December 2024 - Planning activities are underway. November 2024 - QScale received funding from Desjardins Group, Scotiabank, and Export Development Canada. Q3 2020 - QScale announced plans to expand Q01 data center. | Project work on Schedule | 1 | Not Funded / Unconfirmed | Public/Private | QScale | Construction Dinamo Inc | Menkes Shooner Dagenais LeTourneux Architectes | L2C Experts Conseils en Structure
472736 | 471820 | 2026-02-24 14:03 | QScale – Q01 AI Data Center: Phase III – Quebec | QScale – Q01 AI Data Center – Quebec | https://construction.globaldata.com/Projects/Overview/472736 | Execution | Sub | 50 | 2020 Q3 | 2025 Q1 | 2026 Q4 | North America | Canada | Quebec | Quebec | Albert-Dion street, Levis | G7A 5M9 | Commercial & Leisure | Data Center | Data Center |  |  | New | Onshore | QScale is undertaking the Q01 tier III, colocation, AI data center expansion in Quebec city, Canada. The project involves the construction of a 12MW data center on a 3,623m2 area. It includes the construction of server rooms, control rooms and an administrative space, and the installation of related machinery and safety and security systems. The project will be powered by 100% clean and renewable energy, and it will utilise ultra-dense liquid-cooled racks at 600kW+ per cabinet, alongside traditional air-cooled servers in the same environment. It is designed with an ISO 27001–certified information security management system. QScale secured funding from Desjardins Group, Scotiabank, and Export Development Canada. Norbec Inc has been appointed as a data center equipment supply contractor, Menkes Shooner Dagenais LeTourneux Architectes as an architect, L2C Experts Conseils en Structure as a structural engineer, and Construction Dinamo Inc as a contractor. | 46.8567 | -71.6746 | The project involves the construction of a 12MW data center on a 3,623m2 area in Quebec city, Canada The US$50 million project includes the following: 1. Construction of server rooms 2. Construction of control rooms 3. Construction of an administrative space 4. Installation of related machinery 5. Installation of safety and security systems | Artificial Intelligence; Colocation Data Center; Tier 3 Data Center |  |  | February 2026 - Construction works are underway. August 2025 - Construction works are underway. Q1 2025 - Construction works commenced. December 2024 - Planning activities are underway. November 2024 - QScale received CAD320 million in funding from Desjardins Group, Scotiabank, and Export Development Canada. May 2023 - QScale received investment from Aligned Data Centers. July 2020 - QScale announced plans to expand Q01 data center. | Project work on Schedule | 1 | Not Funded / Unconfirmed | Public/Private | QScale | Construction Dinamo Inc | Menkes Shooner Dagenais LeTourneux Architectes | L2C Experts Conseils en Structure
444749 | 444749 | 2026-02-24 13:53 | Takoda – Hortolandia Data Center Complex – Sao Paulo | Takoda – Hortolandia Data Center Complex – Sao Paulo | https://construction.globaldata.com/Projects/Overview/444749 | Design | Parent | 395 | 2024 Q2 | 2027 Q1 | 2028 Q4 | South and Central America | Brazil | Sao Paulo | Hortolandia |  |  | Commercial & Leisure | Data Center | Data Center |  | Medium | New | Onshore | Takoda Data Center is planning to construct the Hortolândia Data Center Complex in São Paulo, Brazil. The project involves the construction of a data center, two floors, 80,000 square meters of built area, an administrative building, parking facilities, the Installation of optical cables, and safety and security systems. The project will be developed in two phases. (R$ 700 million in the implementation of a first shed) Afonso França Engenharia is responsible for the construction work. | -22.8583 | -47.22 | The project involves the construction of a data center complex on a 10ha area in Hortolândia, São Paulo, Brazil. The US$395 million (BRL2000 million) project includes the following: 1. Construction of a Data Center 2. Construction of two floors 3. Construction of 80,000 square meters of built area 4. Construction of an administrative building 5. Construction of parking facilities 6. Installation of optical cables 7. Installation of safety and security systems | Heating, ventilation and air conditioning (HVAC) | A data center is planned for development in Hortolândia, São Paulo. It will generate 800 direct jobs. |  | February 2026 - Design activities are underway. July 2025 - Planning activity is underway. January 2025 - Planning activity is underway. Q3 2024 - Planning activity is underway. Q2 2024 - Takoda Data Centers announced plans to construct a Hortolândia data center Complex in São Paulo, Brazil | Project work on Schedule | 1 | Not Funded / Unconfirmed | Private | Takoda Data Centers | Afonso Franca Engenharia E Comercio Ltda
471820 | 471820 | 2026-02-24 13:47 | QScale – Q01 AI Data Center – Quebec | QScale – Q01 AI Data Center – Quebec | https://construction.globaldata.com/Projects/Overview/471820 | Execution | Parent | 789 | 2020 Q3 | 2021 Q2 | 2027 Q3 | North America | Canada | Quebec | Quebec | 2280 Rue Albert-Dion, Levis | G7A 5M9 | Commercial & Leisure | Data Center | Data Center | Office Buildings |  | New | Onshore | QScale is undertaking the construction of a tier III, colocation, AI data center in Quebec City, Canada. The project involves the construction of an 86,399m2 data center with a consumption capacity of 142MW. It includes the construction of a substation, data hall floors, three server rooms, control rooms, a 7,432m2, five-story office space, a loading dock, and the installation of medium voltage high-efficiency UPS systems, lithium-ion energy storage systems, a heat recovery system for ESG initiatives and safety and security systems. It is being built in eight phases of 12MW each. The project will be powered by 100% clean and renewable energy, and it will utilise ultra-dense liquid-cooled racks at 600kW+ per cabinet, alongside traditional air-cooled servers in the same environment. It is designed with an ISO 27001–certified information security management system. QScale secured funding from Desjardins Group, Scotiabank, and Export Development Canada. Norbec Inc has been appointed as a data center equipment supply contractor, Menkes Shooner Dagenais LeTourneux Architectes as an architect, L2C Experts Conseils en Structure as a structural engineer, and Construction Dinamo Inc as a contractor. Upon completion, it will strengthen QScale's financial position, supporting its growth and commitment to delivering cutting-edge infrastructure solutions for artificial intelligence. | 46.6761 | -71.3284 | The project involves the construction of a data center with a consumption capacity of 142MW in Quebec, Canada. The US$789 million project includes the following: 1. Construction of a substation 2. Construction of data hall floors 3. Construction of three server rooms 4. Construction of control rooms 5. Construction of a 7,432m2, five-story office space 6. Construction of a loading dock 7. Installation of medium voltage high-efficiency UPS systems 8. Installation of lithium-ion energy storage systems 9. Installation of a heat recovery system for ESG initiatives 10. Installation of safety and security systems | Artificial Intelligence; Colocation Data Center; Edge Data Center; Energy storage; Green data center; Heating, ventilation and air conditioning (HVAC); Tier 3 Data Center |  |  | February 2026 - Construction works are underway. August 2025 - Construction works are underway. December 2024 - Construction works are underway on the other phases. September 2024 - Construction completed for second phase. Q4 2023 - Construction completed for first phase. September 2022 - Construction commenced on second phase. May 2021 - Construction commenced on first phase. Q3 2020 - QScale announced plans to build Q01 data center. | Project work on Schedule | 1 | Not Funded / Unconfirmed | Public/Private | QScale | Construction Dinamo Inc | Menkes Shooner Dagenais LeTourneux Architectes | L2C Experts Conseils en Structure
355842 | 355842 | 2026-02-24 13:25 | DCI – DRW01 Data Center – Northern Territory | DCI – DRW01 Data Center – Northern Territory | https://construction.globaldata.com/Projects/Overview/355842 | Planning | Parent | 52 | 2021 Q4 | Awaiting Confirmation |  | Asia-Pacific | Australia | Northern Territory | Darwin | Darwin technology park |  | Commercial & Leisure | Data Center | Data Center |  | Low | New | Onshore | DCI Data Centers (DCI) is planning to build a tier III colocation data center (DRW01) in Darwin, Northern Territory, Australia. The project involves the construction of a data center with a planned capacity of 10MW on 2.7ha of land. It includes server rooms, a control room, administrative space, and the installation of equipment, safety, and security systems. DCI secured 2.7ha of land for the project in October 2021. | -12.4611 | 130.8418 | The project involves the construction of a data center with a planned capacity of 10MW on 2.7ha of land in Darwin, Northern Territory, Australia. The US$52 million (AUD80 million) project includes the following: 1. Construction of server rooms 2. Construction of a control room 3. Construction of administrative space 4. Installation of equipment | Colocation Data Center; Tier 3 Data Center | A data center is proposed to be constructed at Darwin Technology Park in Darwin. The aim of the project is to meet the growing demand for data centers in the region. The facility will be based on the secure cloud edge TIER-Ready III design from DCI's Adelaide data center, with physical security up to Zone 5. |  | February 24, 2026 - We have not been able to obtain further updates on this project. We have retained the same project stage and amended the key dates accordingly. We will update the profile as soon as we obtain any new information. May 06, 2025 - We have not been able to obtain further updates on this project. We have retained the same project stage and amended the key dates accordingly. We will update the profile as soon as we obtain any new information. August 2024 - Planning activities are underway. February 2024 - Planning activities are underway. June 2023 - Planning activities are underway. August 2022 - Planning activities are underway. Q4 2021 - DCI announced plans to construct a data center in Darwin. | Information Unavailable |  | Not Funded / Unconfirmed | Private | NineZero DC Management I Pty Ltd
525316 | 525316 | 2026-02-24 13:09 | ST Telemedia Global Data Ctrs – STT Tokyo Data Center Campus – Chiba | ST Telemedia Global Data Ctrs – STT Tokyo Data Center Campus – Chiba | https://construction.globaldata.com/Projects/Overview/525316 | Execution | Parent | 500 | 2021 Q4 | 2024 Q1 | 2027 Q4 | Asia-Pacific | Japan | Chiba | Chiba | 5-3-1 Kaguro Minami, City, 3 Chome-1-1 Kagurominami, Inzai | 270-1369 | Commercial & Leisure | Data Center | Data Center |  |  | New | Onshore | ST Telemedia Global Data Centres (STT GDC) is undertaking the construction of a Tier III colocation data center campus at Goodman Business Park, Inzai City, Chiba Prefecture, Japan. The project involves the construction of a 60,000m2, two-building data center campus with a total consumption capacity of 70MW. It includes data halls, racks, a substation, conference rooms, break rooms, meet-me rooms, server rooms and parking spaces, and the installation of safety and security systems. The campus will include two data center buildings. The first building is called STT Tokyo 1, which includes the construction of a four-story 30,874m2 building with a consumption capacity of 32MW, 12 data halls, and 339 racks, and the second building is STT Tokyo 2 with 38MW. The facility draws power from the utility grid. It has a UPS system and N+1 gas turbine generator redundancy for power backup, and will use N+2 high-efficiency air-cooled chillers for a cooling system. It will have a design PUE of <1.25. It is aimed to meet certifications like LEED v4.1 BD+C: DC GOLD, ANSI/TIA-942-C-2024 Rated-3 Certified, ISO/IEC 20000-1, ISO 22301, ISO/IEC 27001, ISO 50001, and SS 564 Part-1. Goodman Japan Ltd has been appointed as the developer. In 2024, the construction works commenced on STT Tokyo 1 and were completed in June 2025. In April 2024, construction was commenced on STT Tokyo 2, which is to be completed by November 2027. | 35.8169 | 140.1353 | The project involves the construction of a 60,000m2, two-building data center campus with a total consumption capacity of 70MW at Goodman Business Park, Inzai City, Chiba Prefecture, Japan. The US$500 million project includes the following: 1. Construction of data halls 2. Construction of conference rooms 3. Construction of break rooms 4. Construction of server rooms 5. Construction of a substation 6. Construction of meet-me rooms 7. Construction of parking spaces 8. Installation of UPS/generators 9. Installation of safety and security systems | Colocation Data Center; Heating, ventilation and air conditioning (HVAC); LEED; Tier 3 Data Center |  |  | February 2026 - Construction activities are underway on STT Tokyo 2. August 2025 - Construction works are underway. June 2025 - Construction works on STT Tokyo 1 were completed. April 2024 - Construction works commenced on STT Tokyo 2. Q1 2024 - Construction works commenced on STT Tokyo 1. Q4 2021 - STT GDC and Goodman Japan announced plans for the construction of a data center in Inzai. | Project work on Schedule | 1 | Not Funded / Unconfirmed | Private | STT GDC Pte Ltd
537691 | 537661 | 2026-02-24 13:00 | Pelagos Data Centers – Gibraltar Data Center: Phase IV – Gibraltar | Pelagos Data Centers – Gibraltar Data Center – Gibraltar | https://construction.globaldata.com/Projects/Overview/537691 | Planning | Sub | 480 | 2025 Q1 | 2031 Q1 | 2032 Q2 | Europe | Gibraltar | Gibraltar | Gibraltar | Inglis' way | GX11 1AA | Commercial & Leisure | Data Center | Data Center |  | Low | New | Onshore | Pelagos Data Centers is planning to build a Tier III AI colocation data center at the Port of Gibraltar, Gibraltar. The project involves the construction of a data center with a consumption capacity of 50MW. It includes the construction of shore-side substations, data halls, server rooms, testing areas, parking spaces, storage facilities, meeting rooms, and a public leisure facility, and the installation of racks and safety and security systems. The data center will be powered independently of Gibraltar’s existing power grid via a combination of renewable energy and liquefied natural gas (LNG) and has a design PUE of 1.2. It will utilize a liquid and air-cooling system with N+1 redundancy. It will support high-density computing and AI workloads by incorporating high-density racks. The facility has been designed to meet ISO 27001 certification. Hassans International Law Firm was appointed as legal consultant. | 36.1387 | -5.3469 | The project involves the construction of a 50MW data center near the Port of Gibraltar, Gibraltar. The US$480 million project includes the following: 1. Construction of shore-side substations 2. Construction of data halls 3. Construction of server rooms 4. Construction of testing areas 5. Construction of parking spaces 6. Construction of storage facilities 7. Construction of meeting rooms 8. Construction of public leisure facility 9. Installation of racks 10. Installation of safety and security systems | Colocation Data Center; Green data center; Heating, ventilation and air conditioning (HVAC); Tier 3 Data Center |  | https://pelagosdata.com/ | February 2026 - Planning activities are underway. November 2025 - Planning activities are underway. Q3 2025 - Planning activities are underway. Q1 2025 - Pelagos announced plans for a 50MW data centre in gibraltar. | No Major Development | 0 | Not Funded / Unconfirmed | Private | Pelagos Data Centers
537693 | 537661 | 2026-02-24 12:59 | Pelagos Data Centers – Gibraltar Data Center: Phase V – Gibraltar | Pelagos Data Centers – Gibraltar Data Center – Gibraltar | https://construction.globaldata.com/Projects/Overview/537693 | Planning | Sub | 480 | 2025 Q1 | 2032 Q3 | 2033 Q4 | Europe | Gibraltar | Gibraltar | Gibraltar | Inglis' Way | GX11 1AA | Commercial & Leisure | Data Center | Data Center |  | Low | New | Onshore | Pelagos Data Centers is planning to build a Tier III AI colocation data center at the Port of Gibraltar, Gibraltar. The project involves the construction of a data center with a consumption capacity of 50MW. It includes the construction of shore-side substations, data halls, server rooms, testing areas, parking spaces, storage facilities, meeting rooms, and a public leisure facility, and the installation of racks and safety and security systems. The data center will be powered independently of Gibraltar’s existing power grid via a combination of renewable energy and liquefied natural gas (LNG) and has a design PUE of 1.2. It will utilize a liquid and air-cooling system with N+1 redundancy. It will support high-density computing and AI workloads by incorporating high-density racks. The facility has been designed to meet ISO 27001 certification. Hassans International Law Firm was appointed as legal consultant. | 36.1387 | -5.3469 | The project involves the construction of a 50MW data center near the Port of Gibraltar, Gibraltar. The US$480 million project includes the following: 1. Construction of shore-side substations 2. Construction of data halls 3. Construction of server rooms 4. Construction of testing areas 5. Construction of parking spaces 6. Construction of storage facilities 7. Construction of meeting rooms 8. Construction of public leisure facility 9. Installation of racks 10. Installation of safety and security systems | Colocation Data Center; Green data center; Heating, ventilation and air conditioning (HVAC); Tier 3 Data Center |  | https://pelagosdata.com/ | February 2026 - Planning activities are underway. November 2025 - Planning activities are underway. Q3 2025 - Planning activities are underway. Q1 2025 - Pelagos has announced plans for a 50MW data center in Gibraltar. | No Major Development | 0 | Not Funded / Unconfirmed | Private | Pelagos Data Centers
537689 | 537661 | 2026-02-24 12:58 | Pelagos Data Centers – Gibraltar Data Center: Phase III – Gibraltar | Pelagos Data Centers – Gibraltar Data Center – Gibraltar | https://construction.globaldata.com/Projects/Overview/537689 | Planning | Sub | 480 | 2025 Q1 | 2029 Q3 | 2030 Q4 | Europe | Gibraltar | Gibraltar | Gibraltar | Inglis' Way | GX11 1AA | Commercial & Leisure | Data Center | Data Center |  | Low | New | Onshore | Pelagos Data Centers is planning to build a Tier III AI colocation data center at the Port of Gibraltar, Gibraltar. The project involves the construction of a data center with a consumption capacity of 50MW. It includes the construction of shore-side substations, data halls, server rooms, testing areas, parking spaces, storage facilities, meeting rooms, and a public leisure facility, and the installation of racks and safety and security systems. The data center will be powered independently of Gibraltar’s existing power grid via a combination of renewable energy and liquefied natural gas (LNG) and has a design PUE of 1.2. It will utilize a liquid and air-cooling system with N+1 redundancy. It will support high-density computing and AI workloads by incorporating high-density racks. The facility has been designed to meet ISO 27001 certification. Hassans International Law Firm was appointed as legal consultant. | 36.1387 | -5.3469 | The project involves the construction of a 50MW data center near the Port of Gibraltar, Gibraltar. The US$480 million project includes the following: 1. Construction of shore-side substations 2. Construction of data halls 3. Construction of server rooms 4. Construction of testing areas 5. Construction of parking spaces 6. Construction of storage facilities 7. Construction of meeting rooms 8. Construction of public leisure facility 9. Installation of racks 10. Installation of safety and security systems | Colocation Data Center; Green data center; Heating, ventilation and air conditioning (HVAC); Tier 3 Data Center |  | https://pelagosdata.com/ | February 2026 - Planning activities are underway. November 2025 - Planning activities are underway. Q3 2025 - Planning activities are underway, Q1 2025 - Pelagos has annouinced plans for a 50mw data center in Gibraltar | No Major Development | 0 | Not Funded / Unconfirmed | Private | Pelagos Data Centers
537688 | 537661 | 2026-02-24 12:57 | Pelagos Data Centers – Gibraltar Data Center: Phase II – Gibraltar | Pelagos Data Centers – Gibraltar Data Center – Gibraltar | https://construction.globaldata.com/Projects/Overview/537688 | Planning | Sub | 480 | 2025 Q1 | 2028 Q1 | 2029 Q2 | Europe | Gibraltar | Gibraltar | Gibraltar | Inglis' Way | GX11 1AA | Commercial & Leisure | Data Center | Data Center |  | Low | New | Onshore | Pelagos Data Centers is planning to build a Tier III AI colocation data center at the Port of Gibraltar, Gibraltar. The project involves the construction of a data center with a consumption capacity of 50MW. It includes the construction of shore-side substations, data halls, server rooms, testing areas, parking spaces, storage facilities, meeting rooms, and a public leisure facility, and the installation of racks and safety and security systems. The data center will be powered independently of Gibraltar’s existing power grid via a combination of renewable energy and liquefied natural gas (LNG) and has a design PUE of 1.2. It will utilize a liquid and air-cooling system with N+1 redundancy. It will support high-density computing and AI workloads by incorporating high-density racks. The facility has been designed to meet ISO 27001 certification. Hassans International Law Firm was appointed as legal consultant. | 36.1387 | -5.3469 | The project involves the construction of a 50MW data center near the Port of Gibraltar, Gibraltar. The US$480 million project includes the following: 1. Construction of shore-side substations 2. Construction of data halls 3. Construction of server rooms 4. Construction of testing areas 5. Construction of parking spaces 6. Construction of storage facilities 7. Construction of meeting rooms 8. Construction of public leisure facility 9. Installation of racks 10. Installation of safety and security systems | Colocation Data Center; Green data center; Heating, ventilation and air conditioning (HVAC); Tier 3 Data Center |  | https://pelagosdata.com/ | February 2026 - Planning activities are underway. November 2025 - Planning activities are underway. Q3 2025 - Planning activities are underway. Q1 2025 - Pelagos announced plans for 50MW data center in Gibraltar. | No Major Development | 0 | Not Funded / Unconfirmed | Private | Pelagos Data Centers
537687 | 537661 | 2026-02-24 12:56 | Pelagos Data Centers – Gibraltar Data Center: Phase I – Gibraltar | Pelagos Data Centers – Gibraltar Data Center – Gibraltar | https://construction.globaldata.com/Projects/Overview/537687 | Planning | Sub | 480 | 2025 Q1 | 2027 Q4 | 2029 Q2 | Europe | Gibraltar | Gibraltar | Gibraltar | Inglis' Way | GX11 1AA | Commercial & Leisure | Data Center | Data Center |  | Low | New | Onshore | Pelagos Data Centers is planning to build a Tier III AI colocation data center at the Port of Gibraltar, Gibraltar. The project involves the construction of a data center with a consumption capacity of 50MW. It includes the construction of shore-side substations, data halls, server rooms, testing areas, parking spaces, storage facilities, meeting rooms, and a public leisure facility, and the installation of racks and safety and security systems. The data center will be powered independently of Gibraltar’s existing power grid via a combination of renewable energy and liquefied natural gas (LNG) and has a design PUE of 1.2. It will utilize an air and liquid-cooling system with N+1 redundancy. It will support high-density computing and AI workloads by incorporating high-density racks. The facility has been designed to meet ISO 27001 certification. Hassans International Law Firm was appointed as legal consultant. Construction works are scheduled to commence in the fourth quarter of 2027 and will be completed in 18 months. | 36.1387 | -5.3469 | The project involves the construction of a 50MW data center near the Port of Gibraltar, Gibraltar. The US$480 million project includes the following: 1. Construction of shore-side substations 2. Construction of data halls 3. Construction of server rooms 4. Construction of testing areas 5. Construction of parking spaces 6. Construction of storage facilities 7. Construction of meeting rooms 8. Construction of public leisure facility 9. Installation of racks 10. Installation of safety and security systems | Colocation Data Center; Green data center; Heating, ventilation and air conditioning (HVAC); Tier 3 Data Center |  | https://pelagosdata.com/ | February 2026 - Planning activities are underway. November 2025 - Planning activities are underway. Q3 2025 - Planning activities are underway. Q1 2025 - Pelagos announced plans for 50MW data center in Gibraltar. | No Major Development | 0 | Not Funded / Unconfirmed | Private | Pelagos Data Centers
537661 | 537661 | 2026-02-24 12:54 | Pelagos Data Centers – Gibraltar Data Center – Gibraltar | Pelagos Data Centers – Gibraltar Data Center – Gibraltar | https://construction.globaldata.com/Projects/Overview/537661 | Planning | Parent | 2414 | 2025 Q1 | 2027 Q4 | 2033 Q4 | Europe | Gibraltar | Gibraltar | Gibraltar | Inglis' Way | GX11 1AA | Commercial & Leisure | Data Center | Data Center |  | Low | New | Onshore | Pelagos Data Centers is planning to build a Tier III AI colocation data center at the Port of Gibraltar, Gibraltar. The project involves the construction of a 20,000m2 data center with a consumption capacity of 250MW. It will be developed in five module phases of 50MW each. It includes the construction of shore-side substations, data halls, server rooms, testing areas, parking spaces, storage facilities, meeting rooms, and a public leisure facility, and the installation of racks and safety and security systems. The data center will be powered independently of Gibraltar’s existing power grid via a combination of renewable energy and liquefied natural gas (LNG) and has a design PUE of 1.2. It will utilize an air and liquid-cooling system with N+1 redundancy. It will support high-density computing and AI workloads by incorporating high-density racks. The site will feature a public leisure facility, and it is planned to repurpose heat from the data centre for use by community projects in Gibraltar. The facility has been designed to meet ISO 27001 certification. Hassans International Law Firm was appointed as legal consultant. The first phase is scheduled to commence in the fourth quarter of 2027, with each phase to be initiated every 18 months. The entire project is scheduled to be completed in 2033. | 36.1492 | -5.363 | The project involves the construction of a 250MW data center on a 20,000m2 site near the Port of Gibraltar, Gibraltar. The US$2,414 million project includes the following: 1. Construction of shore-side substations 2. Construction of data halls 3. Construction of server rooms 4. Construction of testing areas 5. Construction of parking spaces 6. Construction of storage facilities 7. Construction of meeting rooms 8. Construction of public leisure facility 9. Installation of racks 10. Installation of safety and security systems | Colocation Data Center; Green data center; Heating, ventilation and air conditioning (HVAC); Tier 3 Data Center |  | https://pelagosdata.com/ | February 2026 - Planning activities are underway. November 2025 - Planning activities are underway. September 2025 - Planning Activities are underway. Q1 2025 - Pelagos announced plans for 250MW data center in gibraltar. | No Major Development | 0 | Not Funded / Unconfirmed | Private | Pelagos Data Centers
537705 | 537705 | 2026-02-24 12:47 | Iren – Horizon 1 Data Center – Texas | Iren – Horizon 1 Data Center – Texas | https://construction.globaldata.com/Projects/Overview/537705 | Execution | Parent | 350 | 2024 Q4 | 2025 Q1 | 2026 Q4 | North America | United States | Texas |  | 620 Farm to Market Road 1033 | 79201 | Commercial & Leisure | Data Center | Data Center |  |  | New | Onshore | IREN, also known as Iris Energy, is planning to undertake the construction of an AI/HPC colocation data center called "Horizon 1" at the Childress site in Texas City, Texas, the US. The project involves the construction of a data center with a consumption capacity of 75MW. It includes data halls, racks, a substation, conference rooms, break rooms, meet-me rooms, server rooms and parking spaces, and the installation of safety and security systems. The facility is committed to operating on the utility grid. It utilizes a direct-to-chip liquid cooling system. It will be designed to support 200kW per rack via direct-to-chip cooling to host Nvidia Blackwell GPUs. It will have UPS and a generator for power backup. The construction works commenced in the first quarter of 2025 and are to be completed in 2026. | 34.383 | -100.0558 | The project involves the construction of a data center with a consumption capacity of 75MW at the Childress site in Texas City, Texas, the US. The US$350 million project includes the following: 1. Construction of data halls 2. Construction of conference rooms 3. Construction of break rooms 4. Construction of server rooms 5. Construction of a substation 6. Construction of meet-me rooms 7. Construction of parking spaces 8. Installation of UPS/generators 9. Installation of safety and security systems | Colocation Data Center; Heating, ventilation and air conditioning (HVAC) |  |  | February 2026 - Construction activities are underway. September 2025 - Construction works are underway.. Q1 2025 - Construction works commenced. Q4 2024 - Iren Ltd announced plans to build a data center in Texas. | Project work on Schedule | 1 | Not Funded / Unconfirmed | Private | Iren Ltd
560123 | 560123 | 2026-02-24 11:48 | L&T – Dholera Data Center Complex – Gujarat | L&T – Dholera Data Center Complex – Gujarat | https://construction.globaldata.com/Projects/Overview/560123 | Study | Parent | 2750 | 2025 Q4 | 2027 Q1 | 2028 Q4 | Asia-Pacific | India | Gujarat | Ahmedabad | Dholera Special Investment Region, 100km from Ahmedabad |  | Commercial & Leisure | Data Center | Data Center |  | Medium | New | Onshore | L&T Vyom, a subsidiary of Larsen & Toubro Ltd is planning to construct a hyperscale data center complex at Dholera Special Investment Region (SIR) in Gujarat, India. The project involves the construction of a data center complex with a capacity of 250MW. It includes the construction of data halls, meeting rooms, office space, storage facilities and parking facilities, and the installation of power and cooling systems, safety and security systems. The project will be developed in phases. In February 2026, L&T Vyom has signed a Memorandum of Understanding (MoU) with the Government of Gujarat to develop a data center park. As per the MoU, L&T Vyoma will conduct a detailed feasibility assessment covering land suitability, infrastructure readiness, availability zones and sustainability parameters. | 23.0258 | 72.5873 | The project involves the construction of a data center complex with a capacity of 250MW at Dholera Special Investment Region (SIR) in Gujarat, India. The US$2,750 million project includes the following: 1. Construction of data halls 2. Construction of meeting rooms 3. Construction of office space 4. Construction of storage facilities 5. Construction of parking facilities 6. Installation of power and cooling systems 7. Installation of safety and security systems | Hyperscale Data Center |  |  | February 2026 - Study activities are underway. Q4 2025 - Larsen & Toubro announced plans to build a data center complex at Dholera Special Investment Region in Gujarat. | Project work on Schedule | 1 | Not Funded / Unconfirmed | Private | Larsen & Toubro Ltd
491752 | 491752 | 2026-02-24 11:21 | China Unicom – Dalian Intelligent Data Center – Liaoning | China Unicom – Dalian Intelligent Data Center – Liaoning | https://construction.globaldata.com/Projects/Overview/491752 | Planning | Parent | 83 | 2025 Q1 | 2027 Q4 | 2030 Q1 | Asia-Pacific | China | Liaoning | Dalian |  |  | Commercial & Leisure | Data Center | Data Center |  | Medium | New | Onshore | China United Network Communications Group Co. Ltd (China Unicom) is planning to construct an intelligent computing center in Lushunkou District, Dalian City, Liaoning Province, China. The project involves the construction of two advanced data center computer room buildings, a fully functional supporting comprehensive building, 1512 12KW racks, 744 5KW racks, power facilities, server rooms, administrative spaces and parking facilities, and the installation of servers, cooling systems, lighting, and safety equipment. | 38.8513 | 121.2621 | The project involves the construction of an intelligent computing center in Lushunkou District, Dalian City, Liaoning Province, China. The US$83 million (CNY600 million) project includes the following: 1. Construction of two advanced data center computer room buildings 2. Construction of a fully functional supporting comprehensive building 3. Construction of 1512 12KW racks 4. Construction of 744 5KW racks 5. Construction of power facilities 6. Construction of server rooms 7. Construction of administrative spaces 8. Construction of parking facilities 9. Installation of servers 10. Installation of cooling systems 11. Installation of lighting and safety equipment |  |  |  | February 24, 2026 - We have not been able to obtain further updates on this project. We have retained the same project stage and amended the key dates accordingly. We will update the profile as soon as we obtain any new information. March 2025 - Planning activities are underway. February 17, 2025 - China Unicom announced plans to build an intelligent computing center in Lushunkou District, Dalian City, Liaoning Province, China. | Information Unavailable |  | Not Funded / Unconfirmed | Public | China United Network Communications Group Co Ltd
491782 | 491782 | 2026-02-24 10:00 | China Unicom – Hefei Yangtze River Delta Data Center: Phase I – Anhui | China Unicom – Hefei Yangtze River Delta Data Center: Phase I – Anhui | https://construction.globaldata.com/Projects/Overview/491782 | Execution | Parent | 41 | 2024 Q1 | 2025 Q1 | 2026 Q4 | Asia-Pacific | China | Anhui | Hefei | at the southwest corner of the intersection of Shenyang Road and Taishan Road. |  | Commercial & Leisure | Data Center | Data Center |  |  | New | Onshore | China United Network Communications Group Co. Ltd (China Unicom) is constructing an intelligent computing center in Hefei, Anhui, China. The project involves the construction of an intelligent computing center on a site area of 0.94 with a 15,600m2 (The above-ground construction area is 14,560m2 and the underground area is 1,000m2) gross floor area (GFA). It also includes the construction of an intelligent computing center with four floors above ground and one floor underground, O&M buildings, server rooms, an administrative office building, and parking facilities and the installation of 1,785 racks of 6kW each, cooling and lighting systems, and safety and security systems. The project upon completion, will have a computing service capacity of over 2000P. Construction activities are being undertaken by The Second Construction Co Ltd of China Construction Fifth Engineering Bureau. | 31.8639 | 117.2808 | The project involves the construction of an intelligent computing center on a site area of 0.94ha with a 15,600m2 gross floor area (GFA) in Hefei, Anhui, China. The US$41 million project includes the following: 1. Construction of an intelligent computing center with four floors above ground and one floor underground 2. Construction of operation and maintenance (O&M) buildings 3. Construction of server rooms 4. Construction of an administrative office 5. Construction of parking facilities 6. Installation of 1,785 racks of 6kW each 7. Installation of equipment and safety and security systems | Underground Parking |  |  | February 2026 - Construction works are underway. August 2025 - The main structure of the project has been completed. March 2025 - Construction works are underway. March 08, 2025 - Construction commenced on this project. July 2024 - Planning activities are underway. February 2024 - China Unicom announced plans to build an intelligent computing center in Hefei, Anhui. February 2024 - The Second Construction Co Ltd of China Construction Fifth Engineering Bureau has been appointed as the main contractor. | Project work on Schedule | 1 | Not Funded / Unconfirmed | Private | China United Network Communications Group Co Ltd | The Second Construction Co Ltd of China Construction Fifth Engineering Bureau
559129 | 559129 | 2026-02-24 07:18 | Nebius Grp – BHM01 AI Data Center Campus – Alabama | Nebius Grp – BHM01 AI Data Center Campus – Alabama | https://construction.globaldata.com/Projects/Overview/559129 | Planning | Parent | 600 | 2025 Q4 | 2026 Q4 | 2028 Q4 | North America | United States | Alabama | Birmingham | 201–260 Milan Parkway | 35221 | Commercial & Leisure | Data Center | Data Center |  | Medium | Redevelopment | Onshore | Nebius Group is planning to build an AI data center campus at 201–260 Milan Parkway in the Oxmoor area of Birmingham, Alabama, the US. The project involves the construction of a 12,227m2 data center with a capacity of 300MW on 32.3ha of land. It includes the construction of data halls, meet-me rooms, server rooms, a substation and the installation of a transformer, cooling systems and safety and security systems. Nebius affiliate Alabama ADC Holdings LLC purchased properties at 201, 250, and 260 Milan Parkway, as well as 2500 Venice Road, from UAB, Regions Bank, and U.S. Steel for a total of US$90 million. The facility will be powered by Alabama Power’s transmission network, targeted to use a Power Utilization Effectiveness of sub-1.20 PUE, and use a closed-loop liquid cooling system for cooling. It is equipped with NVIDIA’s Vera Rubin NVL72 system with 72 GPUs and 36 CPUs. The project will be developed in phases over a period of time, and the data center will be fully operational by 2028. It will create 125 operational jobs. | 33.5207 | -86.8025 | The project involves the construction of a 12,227m2 data center with a capacity of 300MW on 32.3ha of land at 201–260 Milan Parkway in the Oxmoor area of Birmingham, Alabama, the US. The US$600 million project includes the following: 1. Construction of data halls 2. Construction of server rooms 3. Construction of a substation 4. Installation of a transformer 5. Installation of the cooling system 6. Installation of safety and security systems |  |  |  | February 2026 - The planning and zoning application is under review. January 2026 - Nebius filed for planning and zoning approval with the City of Birmingham. Q4 2025 - Nebius announced plans to build a data center in Birmingham, Alabama. | Project Awaiting Approvals | 0 | Not Funded / Unconfirmed | Private | Nebius Group NV
557671 | 557671 | 2026-02-24 06:41 | Infrakey DC Parks/ Lacy Lakeview – McLennan County Data Center – Texas | Infrakey DC Parks/ Lacy Lakeview – McLennan County Data Center – Texas | https://construction.globaldata.com/Projects/Overview/557671 | Planning | Parent | 2000 | 2025 Q3 | 2027 Q2 | 2030 Q4 | North America | United States | Texas |  | McLennan County |  | Commercial & Leisure | Data Center | Data Center |  | Medium | New | Onshore | Infrakey DC Parks and the City of Lacy Lakeview are planning to construct a hyperscale data center campus in McLennan County, Texas, the US. The project involves the construction of a data center campus with a consumption capacity of 925MW on 210ha of land. It involves the construction of server rooms, meeting rooms, parking spaces, installation of generators, cooling systems, and safety and security systems. It will be developed in phases. Phase I includes the construction of a 300MW data center. The facility draws power from the utility grid. | 31.5488 | -97.2189 | The project involves the construction of a data center campus with a consumption capacity of 925MW on 210ha of land in McLennan County, Texas, the US. The US$2,000 million project includes the following: 1. Construction of server rooms 2. Construction of meeting rooms 3. Construction of administrative spaces 4. Construction of parking spaces 5. Installation of generators 6. Installation of cooling systems 7. Installation of safety and security systems | Hyperscale Data Center |  |  | February 2026 - Planning activities are underway. Q3 2025 - Infrakey DC Parks and the City of Lacy Lakeview announced the plans for the construction of a data center in Texas. | Project work on Schedule | 1 | Not Funded / Unconfirmed | Private | Infrakey DC Parks;LACY LAKEVIEW, CITY OF
230717 | 230717 | 2026-02-23 18:59 | Compass Datacenters – 4470 South Hamilton Road Data Center – Ohio | Compass Datacenters – 4470 South Hamilton Road Data Center – Ohio | https://construction.globaldata.com/Projects/Overview/230717 | Execution | Parent | 125 | 2018 Q1 | 2019 Q3 |  | North America | United States | Ohio |  | 4470 South Hamilton Road | 43125 | Commercial & Leisure | Data Center | Data Center |  |  | New | Onshore | Compass Datacenters is undertaking the construction of a Tier III colocation data center in Groveport, Ohio, the US. The project involves the construction of a 2,043m2 Tier III backup data center on 2.4ha of land. It includes the construction of server rooms, an office space, conference space, and parking facilities and the installation of safety and security systems. American Electric Power Co. (AEP) will be the tenant. In June 2018, the Ohio Tax Credit Authority (OTCA) approved a 15-year data center sales tax exemption for AEP Service Corp. as an incentive for the project and the credit is worth up to US$14.17 million if the company creates the promised jobs and investments. In July 2018, the Groveport City Council (GCC) conducted a meeting that approved a variance request for the project. | 39.8909 | -82.8829 | The project involves the construction of a 2,043m2 Tier III backup data center on 2.4ha of land in Groveport, Ohio, the US. The US$125 million project includes the following: 1. Construction of server rooms 2. Construction of an office space 3. Construction of conference space 4. Construction of parking facilities 5. Installation of safety and security systems | Colocation Data Center; Heating, ventilation and air conditioning (HVAC); Tier 3 Data Center | A Tier III backup data center is being constructed at 4470 South Hamilton Road in Groveport. It is located across from Groveport Madison High School. The project will provide enterprise infrastructure solutions for critical business applications while serving as a disaster recovery data center. It will create US$2.2 million in new payroll. The project is the second center for AEP. |  | February 23, 2026 - We have not been able to obtain further updates on this project. We have retained the same project stage and amended the key dates accordingly. We will update the profile as soon as we obtain any new information. August 22, 2025 - We have not been able to obtain further updates on this project. We have retained the same project stage and amended the key dates accordingly. We will update the profile as soon as we obtain any new information. September 30, 2024 - We have not been able to obtain further updates on this project. We have retained the same project stage and amended the key dates accordingly. We will update the profile as soon as we obtain any new information. November 2023 - Construction works are underway. September 2023 - Construction works are underway. July 2023 - Construction works are underway. December 08, 2022 - We have not been able to obtain further updates on this project. We have retained the same project stage and amended the key dates accordingly. We will update the profile as soon as we obtain any new information. December 16, 2021 - We have not been able to obtain further updates on this project. We have retained the same project stage and amended the key dates accordingly. We will update the profile as soon as we obtain any new information. April 2021 - Construction activities are underway. July 2020 - Construction activities are underway. July 2019 - Planning activities are underway. Q3 2018 - GCC conducted a meeting that approved a variance request for the project. Q2 2018 - OTCA approved 15-year data center sales tax exemption for AEP as an incentive for the project Q1 2018 - AEP announced plans to build a Tier III backup data center in Groveport. | Information Unavailable |  | Not Funded / Unconfirmed | Private | Compass Datacenters LLC
449533 | 449533 | 2026-02-23 18:06 | Google – Project Mica Data Center Campus – Missouri | Google – Project Mica Data Center Campus – Missouri | https://construction.globaldata.com/Projects/Overview/449533 | Execution | Parent | 1000 | 2023 Q4 | 2026 Q1 | 2031 Q4 | North America | United States | Missouri | Kansas City | northeast of Interstate 435 and US Highway 169 |  | Commercial & Leisure | Data Center | Data Center | Parking Facilities |  | New | Onshore | AG Rose Solutions LLC (AGRS LLC), an affiliate of Google, is undertaking the construction of a hyperscale data center in Missouri, the US. The project involves the construction of a 144,929m2 data center complex with a consumption capacity of 700MW on 202.34ha of land. It includes the construction of five data center buildings, server rooms, control rooms and 408 parking spaces, and the laying of water pipes, and the installation of equipment, and safety and security systems. It will be constructed in six phases. Phase I includes the construction of a 19,325m2 data center, ancillary offices, and a substation. Google has signed an agreement with Evergy to supply power to the facility. HDR Engineering has been appointed as the engineering consultant, JE Dunn Construction as the contractor and Global Earthwork & Underground as the excavation & earthwork sub-contractor. In April 2025, the Port Authority of Kansas City’s development committee voted to recommend the issuance of up to US$10 billion in bonds for the project. It was originally introduced by Diode Ventures in 2023. Google acquired the site in 2024. US$1,000 million will go toward construction, with the remaining US$9,000 million backing internal systems and ongoing infrastructure upgrades. | 39.3145 | -94.5777 | The project involves the construction of a 144,929m2 data center complex with a consumption capacity of 700MW on 202.34ha of land in Northland, Kansas City, Missouri, the US. The US$1,000 million project includes the following: 1. Construction of five data center buildings 2. Construction of server rooms 3. Construction of control rooms 4. Construction of 408 parking spaces 5. Laying of water pipes 6. Installation of equipment 7. Installation of safety and security systems | Heating, ventilation and air conditioning (HVAC); Hyperscale Data Center |  |  | February 2026 - Construction works are commenced. Q3 2025 - Port KC approved the funds in revenue bonds. May 2025 - Planning activities are underway. August 2024 - The project plans filed with the North Kansas City Council. Q4 2023 - AGRS LLC announced plans for the construction of a data center in Kansas City. | Construction Commenced | 4 | Not Funded / Unconfirmed | Private | Google LLC | J.E. Dunn Construction Group Inc |  | HDR Engineering Inc
525889 | 525889 | 2026-02-23 17:10 | Equinix – ML10 Data Center – Lombardy | Equinix – ML10 Data Center – Lombardy | https://construction.globaldata.com/Projects/Overview/525889 | Planning | Parent | 110 | 2024 Q2 | 2027 Q2 | 2029 Q3 | Europe | Italy | Lombardy | Milan | Via Marisa Bellisario, 7 Settimo Milanese | 20019 | Commercial & Leisure | Data Center | Data Center |  | Low | New | Onshore | Equinix Inc is planning to undertake the construction of a Tier IV colocation data center on a land near the ML7x campus at Via Marisa Bellisario, 7 Settimo Milanese in Milan, Lombardy, Italy. The project involves the construction of a data center with a consumption capacity of 20MW. It includes data halls, office space, conference rooms, break rooms and parking spaces, and the installation of servers and safety and security systems. The project is committed to operating on 100% renewable energy and has a design PUE of 1.3. It will utilize a liquid cooling system with N+1 redundancy. It has N+1 UPS and diesel engine generators for power backup. It is designed to meet ISO 22301, ISO 27001, ISO 45001, ISO 9001, PCI DSS, SOC 1 Type II, SOC 2 Type II, ISO 14001, ISO 50001 and LEED certifications. | 45.4755 | 9.0372 | The project involves the construction of a data center with a consumption capacity of 20MW on a land near the ML7x campus at Via Marisa Bellisario, 7 Settimo Milanese in Milan, Lombardy, Italy. The US$110 million project includes the following: 1. Construction of data halls 2. Construction of a substation 3. Construction of system rooms 4. Construction of break rooms 5. Construction of server rooms 6. Construction of a substation 7. Construction of parking spaces 8. Installation of UPS/generators 9. Installation of servers 10. Installation of safety and security systems | Colocation Data Center; Green data center; Heating, ventilation and air conditioning (HVAC); LEED; Tier 4 Data Center |  |  | February 2026 - The project is waiting for an environmental assessment approval. November 2025 - The project is undergoing an environmental assessment at the Ministry of the Environment and Energy Security (MASE). August 2025 - The project is in early stage of planning. February 2025 - The project is in early stage of planning. Q2 2024 - Equinix Inc announced plans to build a data center in Italy. | Project Awaiting Approvals | 0 | Not Funded / Unconfirmed | Private | Equinix Inc
525888 | 525888 | 2026-02-23 17:05 | Equinix – ML9 Data Center – Lombardy | Equinix – ML9 Data Center – Lombardy | https://construction.globaldata.com/Projects/Overview/525888 | Planning | Parent | 100 | 2024 Q2 | 2027 Q2 | 2029 Q3 | Europe | Italy | Lombardy | Milan | Via Marisa Bellisario, 7 Settimo Milanese | 20019 | Commercial & Leisure | Data Center | Data Center |  | Low | New | Onshore | Equinix Inc is planning to undertake the construction of a Tier IV hyperscale data center on a land near the ML7x campus at Via Marisa Bellisario, 7 Settimo Milanese in Milan, Lombardy, Italy. The project involves the construction of a 6,000m2 data center with a consumption capacity of 19.2MW. It includes data halls, office space, conference rooms, break rooms and parking spaces, and the installation of servers and safety and security systems. The project is committed to operating on 100% renewable energy and has a design PUE of 1.3. It will utilize a liquid cooling system with N+1 redundancy. It has N+1 UPS and diesel engine generators for power backup. Deerns Groep BV has been appointed as the consulting engineer. It is designed to meet ISO 22301, ISO 27001, ISO 45001, ISO 9001, PCI DSS, SOC 1 Type II, SOC 2 Type II, ISO 14001, ISO 50001 and LEED certifications. | 45.4755 | 9.0372 | The project involves the construction of a 6,000m2 data center with a consumption capacity of 19.2MW on a land near the ML7x campus at Via Marisa Bellisario, 7 Settimo Milanese in Milan, Lombardy, Italy. The US$100 million project includes the following: 1. Construction of data halls 2. Construction of a substation 3. Construction of system rooms 4. Construction of break rooms 5. Construction of server rooms 6. Construction of a substation 7. Construction of parking spaces 8. Installation of UPS/generators 9. Installation of servers 10. Installation of safety and security systems | Green data center; Heating, ventilation and air conditioning (HVAC); Hyperscale Data Center; LEED; Tier 4 Data Center |  |  | February 2026 - The project is waiting for an environmental assessment approval. November 2025 - The project is undergoing an environmental assessment at the Ministry of the Environment and Energy Security (MASE). August 2025 - The project is in early stage of planning. Q1 2025 - The project is in early stage of planning. Q2 2024 - Equinix Inc announced plans to build a data center in Italy. | Project Awaiting Approvals | 0 | Not Funded / Unconfirmed | Private | Equinix Inc |  |  | Deerns Groep BV
513072 | 513072 | 2026-02-23 16:24 | CyrusOne – Wood Dale Data Center – Illinois | CyrusOne – Wood Dale Data Center – Illinois | https://construction.globaldata.com/Projects/Overview/513072 | Execution | Parent | 190 | 2023 Q1 | 2024 Q2 | 2028 Q4 | North America | United States | Illinois |  |  |  | Commercial & Leisure | Data Center | Data Center |  |  | New | Onshore | CyrusOne is undertaking the construction of a colocation data center campus in Illinois, the US. The project involves the construction of a 46,500m2 data center campus. It includes the construction of two data center buildings, server rooms, meeting rooms, administrative space, office space, storage facilities and parking facilities, and the installation of safety and security systems. The first phase of the project will deliver an initial IT capacity of 18MW with scalable capacity to meet future growth needs. Clune Construction Company has been appointed as a contractor, AG&E Structural Engenuity as a structural engineer, Bowman Consulting Group Ltd and WSP USA Inc as consulting engineers, Corgan Associates Inc as an architect, Mark G. Anderson Consultants Inc as a project management consultant, TLD Design Consulting LLC as an design consultant, and Pinnacle Engineering Group LLC as a civil engineer. The project has been designed to meet the requirements for LEED (Leadership in Energy and Environmental Design) certification. | 41.9677 | -87.9821 | The project involves the construction of a 46,500m2 data center campus with initial IT capacity of 18MW in Wood Dale, Illinois, the US. The US$190 million project includes the following: 1. Construction of two data center buildings 2. Construction of server rooms 3. Construction of meeting rooms 4. Construction of administrative space 5. Construction of office space 6. Construction of storage facilities 7. Construction of parking facilities 8. Installation of safety and security systems | Colocation Data Center; Heating, ventilation and air conditioning (HVAC); LEED |  |  | February 2026 - Construction works are underway. August 2025 - Construction works are underway. May 2025 - A topping-out ceremony was held on the project. Q1 2023 - CyrusOne announced plans to construct a data center in Wood Dale. | Project work on Schedule | 1 | Not Funded / Unconfirmed | Private | CyrusOne Inc | Clune Construction Company | Corgan Associates Inc;TLD Design Consulting LLC | AG&E Structural Engenuity;Bowman Consulting Group Ltd;Mark G. Anderson Consultants Inc;Pinnacle Engineering Group LLC;WSP USA Inc
511885 | 511885 | 2026-02-23 16:23 | Hostdime – Orlando 2 Data Center – Florida | Hostdime – Orlando 2 Data Center – Florida | https://construction.globaldata.com/Projects/Overview/511885 | Execution | Parent | 75 | 2021 Q1 | 2023 Q3 | 2026 Q4 | North America | United States | Florida | Orlando | 1 Innovative Place, Eatonville | FL 32751 | Commercial & Leisure | Data Center | Data Center |  |  | New | Onshore | HostDime is undertaking the construction of a Tier IV, enterprise data center at 1 Innovative Place, Eatonville, in Orlando, Florida, the US. The project involves the construction of a 9,290m2 purpose-built data center with a consumption capacity of 12MW. It includes the construction of data halls, server rooms, private client cage space, suites, client offices, game rooms, break room, cafeteria, quiet room, fitness gym, a two-story floating sports court, and meet-me-rooms, and the installation of 1,000 racks, cooling systems, safety and security systems. Baker Barrios Architects Inc. was appointed as a design consultant, International Design Group as a landscape architect, GAI Consultants Inc. as a civil engineer, OCI Associates Inc. as a consulting engineer, McNamara Salvia Inc. as a structural engineer, and Robins & Morton LLC as a construction contractor. The data center facility is being engineered to meet and to attain the following certifications: HIPAA, PCI, SOC 2, ISO 27001/9001/27017, NIST, Tier IV, FedRAMP and FISMA. Construction works are expected to be completed in the second quarter of 2026. | 28.6144 | -81.3896 | The project involves the construction of a 9,290m2 data center with a consumption capacity of 12MW in Florida, the US. The US$75 million project includes the following: 1. Construction of data halls 2. Construction of server rooms 3. Construction of private client cage space 4. Construction of suites 5. Construction of client offices 6. Construction of game rooms 7. Construction of break room 8. Construction of cafeteria 9. Construction of quiet room 10. Construction of fitness gym 11. Construction of a two-story floating sports court 12. Construction of meet-me-rooms 13. Installation of 1,000 racks 14. Installation of cooling systems 15. Installation of safety and security systems | Enterprise Data Center; Heating, ventilation and air conditioning (HVAC); Tier 4 Data Center |  |  | February 2026 - Construction works are nearing completion. September 2025 - 93 percent of construction works completed. August 2025 - Construction works are underway. July 2023 - Construction works commenced. March 2021 - HostDime announced plans to construct a data center in Orlando. | Project work on Schedule | 1 | Not Funded / Unconfirmed | Private | Hostdime.Com Inc | Robins & Morton LLC | Baker Barrios Architects Inc;International Design Group | GAI Consultants Inc;McNamara Salvia Inc;OCI Associates Inc